## Cover Sheet
Engineering Specification
CORIOLIS AND DEDICATED DENSITY, MASTER SIZING
ER-20015860
Revision: CF
Number of Pages: 85
Comments:
Originator: JW 07/17/09
Approved: JW/TLW 07/17/09
Rev | ECN | Description | Approval | Date
AA | 1038466 | Initial Release | JW/TLW | 2009-08-06
AB | 1039562 | Changed H-Series and R-Series Liquid Mass Flow Repeatability, Added CMFHC4M values, Changed entire DD tab, Changed Pressure Effect for CMFHC2 sensors, Added tube pressure rating for CMFHC3A, Changed Max Calibration Rate on all High Capacity Sensors, Changed max flow rate for F/H300 sensors and T100 sensors, Added Nominal flow rate for CMFHC2 sensors | TLW | 2010-02-23
AC | 1039727 | Correct Manifold coefficients for H100S, H100F and H200S. Update Low Flow Cut-off used for sensor calibration. Revised Maximum Temp in °C to prevent 400 and 800 °F from being excluded due to round off. Correct ZS for CMFS015[M,H,P]. Correct FT, DT and FD default values for several sensors. Revised CNG050 Max Flow Rate. | RBG | 2010-03-30
AD | 1039906 | Add CMF400B, Correct secondary pressure ratings on CMF High Temp sensors. Correct Max flow for CMF050. | RBG | 2010-06-25
AE | 1043052 | Changing DT and FT values for Elite sensors size CMF025 to CMF400 based on testing completed by Aart Pruysen and Ede team. These changes affect only the Coriolis tab. Update Engineering master sizing for Marketing ranking section for CMFHC2Y and CMFHC3Y. | JW | 2011-09-21
AF | 1043396 | Need to add calibration constants for CMF400. Revise ER-20015860 CORIOLIS AND DEDICATED DENSITY, MASTER SIZING | AWP | 2012-05-14
AG | 1044172 | Add new products: CDM100P, CDM100E, CDM100M, FDM, FDV, HFVM, SGM, GDM. These products only affect the density tab | RD | 2012-05-08
AH | 1044255 | Correct CNG050 temp rating (125C was 204.4C), Correct CMF400B pressure rating (2855psig was 1500psig), Update F-series, K1, K2 and FCF to compact F design. | RBG | 2012-06-22
AI | 1044716 | Added new CMFS base models (CMFS007M,025M,040M,050M,075M,100M,150M; CMFS025H, CMFS050H, CMFS100H, CMFS150H; CMFS025P, CMFS050M, CMFS100M, CMFS150M). Updated Marketing ranking for CMF010, 025, 050, 100 (column CR) Updated Secondary containtment rating for small CMFS sensors | AKP | 2012-08-15
AJ | 1045137 | Updated Density Special Calibration Accuracy & Special Calibration Repeatability (Columns S&T) for models CMFS007M,CMFS025M,CMFS040M,CMFS050M, CMFS075M,CMFS100M,CMFS150M; CMFS025H, CMFS050H, CMFS100H, CMFS150H; CMFS025P, CMFS050M, CMFS100M, CMFS150M | AKP | 2012-10-11
AK | 1045176 | Updated several sizing parameters for ELITE CMFS base models: columns S, T, U, V, X, CM, CN | AKP | 2012-10-19
AL | 1045372 | Updated several sizing parameters for ELITE CMFS base models: columns V, X, AF, AK, AL, AM, AO, AP, AQ, AR, AS, AT, BB, BC, BD, BE, BF, BG, BH, BI, BJ, and BK | BARP | 2012-11-28
AM | 1045479 | Updated pressure rating for CMFS007 from 1500psi to 1813psi | BARP | 2012-12-17
AN | 1045766 | CDM100P update column E, HVFM update column E, FVM update column E, GDM update columns G, W and AV, SGM update columns G and AV | BARP | 2013-02-08
AO | 1045878 | Updated CMFS pressure and temps and updated HC's case pressure | TP | 2013-03-08
AP | 1046007 | Updated CMFS025-150[H,P] pressure from 3600 psig to 3626 psig | BARP | 2013-03-22
AQ | 1046103 | Updated CMFS010M, CMFS010P gas accuracy to 0.25% changes on the Coriolis tab and cells G13 & G14 | AKP | 2013-04-10
AR | 1046223 | Revise Temp Ratings of HC2Y and HC3Y now -40 to 400F, was -20 to 350F, Update material definition descriptions. | RBG | 2013-05-21
AS | 1046410 | Added CMFS025-150K and secondary case ratings | DMW | 2013-06-06
AT | 1046612 | Updated values for CMFS007 | BARP | 2013-06-25
AU | 1046856 | CMFS007 Values Updated: MaxFlowRate was 0.00972 now 0.01136; MinCalibrationRate was 0.0011 now 0.0019; MaxCalibrationRate was 0.0097 now 0.0114; TubeFlowLength was 0.9144 now 0.7020000 | DMW | 2013-08-02
AV | 1047497 | Add CDM100M & CDM100P to the Coriolis Tab to provide Pressure Drop data | DMW | 2013-12-06
AW | 1047534 | Revise CMFS Calibration Flow Rates to reflect min at 3% of nominal or stand limit, corrected nominal, and max at 150% of nominal. Update CMF010 rates to 0.0019 | DMW | 2013-12-13
AX | 1047565 | Convert "Future Use 1" column to "Meter Type" on Coriolis Tab and input values | DMW | 2013-12-17
AY | 1047595 | Update "Null" Values necessary for CDM to calculate Pressure Drop correctly. | DMW | 2013-01-06
AZ | 1047715 | Add CMF350M & CMF350A to Coriolis & Density tabs | DMW | 2014-02-11
BA | 1048403 | CMFS100M Flow Temp Correction Coeff was 4.512 to 4.48 CMFS100M Density Temp Correction Coeff was 4.328 to 4.38 CMFS050M Flow Temp Correction Coeff was 4.473 to 4.55 CMFS050M Density Temp Correction Coeff was 4.270 to 4.40 | DMW | 2014-05-19
BB | 1048930 | F300S Tube Pressure Rating was 2220 to 1450 | DMW | 2014-08-19
BC | 1049116 | Add K models K100S, K200S, K300S | SXU | 2014-09-22
BD | 1049116 | Add Second Enhanced Density Calibration to F and H series | DMW | 2014-11-19
Add Density Standard and Enhanced Option to R series
R025S, R050S, R100S, R200S Mass Flow Repeatability from .25 to .1
Special Calibration Accuracy 2 was Future Use 2
Special Calibration Repeatability 2 was Future Use 3
F050S, F050H, H050S, H050F FD from 0 to 450
F100S, F100H, H100S, H100F FD from 0 to 500
F series MassFlowAccuracySC_Liquid from .075 to .050
F025S, F025H, H025S, H025F Zero stability from .0065 to .0020
F050S, F050H, H050S, H050F Zero stability from .02 to .012
F100S, F100H, H100S, H100F Zero stability from .08 to .050
F200S, F200H, H200S, H200F Zero stability from .256 to .16
F300S, F300H, H300S, H300F Zero stability from .8 to .50
R025S Zero stability from .01 to 0.003
R050S Zero stability from .03 to 0.02
R100S Zero stability from .12 to .08
R200S Zero stability from .32 to .24
BE | 1049728 | Correct Spelling Error: HFVM was HVFM | DMW | 2014-12-23
BF | 1049739 | Increase Pressure Rating of F050P and CNG050 to 400 bar (5802 psig) | DMW | 2015-02-05
BG | 1049961 | Add CMF350B,H,P; correct Density correction factor for CMF350A,M; Add Data for CMF350A,M to Density tab. | DMW | 2015-02-24
BH | 1050131 | F300H,F300S,H300H,H300S: Correct Zero Stability. From 0.05 to 0.5 | DMW | 2015-03-12
BI | 1050278 | Add K025S, K050S K100S,K200S, K300S Meter Type from "1" to "Coriolis" in column "CU" Correct K200S Low Reynolds Number Manifold Curve Fit Coefficients "A0" to "A4" Correct K200S High Reynolds Number Manifold Curve Fit Coefficients "A0" to "A4" Correct K300S Low Reynolds Number Manifold Curve Fit Coefficients "A0" to "A4" Correct K300S High Reynolds Number Manifold Curve Fit Coefficients "A0" to "A4" | SXU | 2015-04-08
BJ | 1050525 | Remove CMF350B, H Add F100P CMF050M FT to 4.29 was 4.92 Correct F-Series Flow Repeatability to be 1/2 Accuracy Updated CMFS values in "Reference Conditions - Average Sensor Values" Updated Values in "SSC Parameters" "AK" & "AM" | GPS | 2015-06-02
BK | 1050651 | Decrease Pressure rating of F050P and CNG050 to 344 bar (5000psi). CMFS007M: TempEffect_Mfa 0.0006 was 0.0002 TempMinRating -50 was -240 TubeFlowLength 0.7470140 was 0.702 FCF 0.910 was 0.9, K1 6843 was 6920, K2 7161 was 7240, FT 4.78 was 3.9, DT 4.37 was 4.3 | GPS | 2015-06-18
BL | 1051086 | Add HPC010P | RBG | 2015-08-17
BM | 1051160 | Update pressure rating and burst pressure for CMFS007/010/015; Update CMF300A & CMF400A FT & DT; Add values for FCF, K1, K2, AveAirFrequency, AveWaterFrequency for CMF400B,H,P, & All HC's meters | GPS | 2015-08-26
BN | 1051452 | CMFHC2M,G,A: Temperature effect on Density (DT) 4.31 was 4.5 | GPS | 2015-10-09
BO | 1054107 | 1) Updated Secondary Containment Pressure Rating and Burst Pressure for CMFS 025-150 including CDM. 2) Update pressure compensation coefficients for CMF, CMFS 3) Updated CMFHC3 A,M,G,Y & CMFHC4 Low and High Reynolds Number Manifold Curve Fit Coefficients (A0, A1, A2, A3, A4, B0, B1, B2, B3, B4) 4) Removed All CMFS025K 040K 050K 075K 100K 150K models from the document. | GPS | 2016-05-16
BP | 1054853 | F100P Marketing Ranking (Peak Performance & CompactStyle) to 6. Material Code to 2 for CDM100P, CMF010P, CMF350P, CMF400P. Material Code to 9 on SGM (Density Tab). F050P & CNG050S Tube Pressure Rating to 5802 psi (400 bar). HPC010P Mass Flow Accuracy to 0.2, Repeatbility to 0.1 and null for Special Cal Accuray & Repeatability. CMFHC2A & CMFHC3A Secondary Contaimnent Burst Pressure to match CMFHC2M & CMFHC3M - 1000 psi. | GPS | 2016-07-22
BQ | 1055211 | Correct Pressure Effect Values for CMFS025M, CMFS040M, CMFS100[H,P], CMFS150[H,P], CDM100P | GPS | 2016-08-12
BR | 1056172 | Change FVM material code from 15 to 1 in the Density Viscosity Tab | GPS | 2016-11-03
BS | 1056283 | Added LNGS06S and LNGM10S, HPC010P SSC Parameter - MinCalibrationRate .00116 was .00190 | GPS | 2016-11-14
BT | 1056671 | HPC010P: Update Density specification and Calibration Flow Rates. | RBG | 2016-12-06
BU | 1057547 | T050: Change flow and density coefficients. HC3 and HC4 changed A0,A1,A2,A3, and A4 Low Reynolds Number Manifold Curve Fit Coefficients | GPS | 2017-02-10
BV | 1058555 | Update H025,H050,H100 Nominal and Maximum flow rates. Changed SSC Nominal and Max Calibration Rates for CMFS150 M/H/P to 4.1667 (Nom) and 6.2500 (Max). | GPS | 2017-04-04
BW | 1059889 | Change pressure coefficients for CMFS025-150, Change H025S,F FCF. | GPS | 2017-06-13
BX | 1060216 | Added CMF350G and CMF400G Correct CMFHC2G and CMFHC3G tube pressure rating to 870 psig | GPS | 2017-06-30
BY | 1063881 | CMF350G/400G fluid temp change to -40°C. HPC010 gas accuracy/repeatability to .5/.3. Update marketing ranking. Correct HC4 tube ID and length. | GPS | 2017-11-08
BZ | 1066798 | Update Temp Effect on Mass Flow, Zero Stability for CMFS/CMF.Update CMF Gas Accuracy. Turn on Special Cal Density Accuracy/Repeatability for CMF400P, HC2/3/4,M, HC2/3,Y | GPS | 2017-11-21
CA | 1067696 | Added TA010T, TA025T, TA050T, TA075T, TA100T, TA200T, TA300T, Update Pressure drop coefficients for HC4M, update CMFS010/015M tube pressure rating. F100P min temperature rating -100 was -40. | GPS | 2017-11-22
CB | 1075800 | Add Enhanced F300, H300, & R300. TA010 Tube ID 3mm was 4mm, MaxTemperatureRating all TA meters 175 was 180, updating TA meter Re # coefficients. | GPS | 2018-03-08
CC | 1078621 | Updated Mass Flow Accuaracy/Repeatability for HC2,3,4 M,Y. Update Gas Mass Flow Accuaracy/Repeatability for CMFHC2G,CMFHC3G. | GPS | 2018-04-23
CD | 1084343 | Correct K2 on H300S+, H300F+; 3448.1 was 2850.5. | GPS | 2018-06-22
CE | 1088840 | Changed Gas Mass Flow Accuracy and Repeatability for TA010-300T to null. Changed Enhanced F/H300 & R300 Nominal flow rate to 41.25 kg/s. | GPS | 2018-08-15
CF | 1091323 | Revise CMFS007M Tube Pressure Rating from 1812psig to 3626 psig. Correct Engineering Sensor Properties for 400B Avg Air Frequency was 145.3Hz to 170.7Hz. Correct Avg Water Frequency for 400B from 1666.7Hz to 145.5Hz. | STS | 2018-09-07
Redline Key
Add | Add
Delete | Delete

## Coriolis
Reference Source -> | Price List |  | PDS/Price List | PDS | PDS | PDS | PDS | PDS | PDS | PDS | PDS | PDS | PDS | PDS | PDS | PDS | PDS | PDS | PDS | PDS | Toolkit (1 BAR PRESSURE DROP) |  | Marketing-PDS | ? | ? | PDS | PDS | PDS | PDS | PDS | PDS | ENGINEERING | ENGINEERING | PDS | PDS | SSC | SSC | SSC | SSC, Max(10x zero stability, 0.1% Nom Flow Rate) | TONY'S SHEET | TONY'S SHEET | PRODUCT DOC SERVER | TONY'S SHEET | TONY'S SHEET | TONY'S SHEET | TONY'S SHEET | TONY'S SHEET | TONY'S SHEET | TONY'S SHEET | TONY'S SHEET | TONY'S SHEET | TONY'S SHEET | TONY'S SHEET | TONY'S SHEET | TONY'S SHEET | TONY'S SHEET | TONY'S SHEET | TONY'S SHEET | TONY'S SHEET | TONY'S SHEET | TONY'S SHEET | TONY'S SHEET | [5 empty] | ENGINEERING | ENGINEERING | ENGINEERING | SSC Database, 3/29/10 | SSC Database, 3/29/10 | SSC Database, 3/29/10 | ENGINEERING TESTING / SSC | ENGINEERING TESTING / SSC | ENGINEERING TESTING / SSC | ENGINEERING TESTING / SSC | ENGINEERING TESTING / SSC | ENGINEERING | ENGINEERING | ENGINEERING | ENGINEERING | ENGINEERING | PDS | PDS | ENGINEERING | MARKETING
Notes -> | Did not include the DL025X, DL050X | Unique numerical identifier for each meter in the price list | See codes on the "Definitions" tab | * In some cases for non-MVD, Value = Value +/- const*[(zero stability / flow rate) × 100]% of rate, where const = 0.5, 1, etc. | * In some cases for non-MVD, Value = Value +/- const*[(zero stability / flow rate) × 100]% of rate, where const = 0.5, 1, etc. | For LF-Series, there is an optional calibration which improves performance | For LF-Series, Value may equal 0.5*[(zero stability / flow rate) × 100]% of rate | We do not currently give a specification for accuracy or repeatability of density on gas | We do not currently give a specification for accuracy or repeatability of density on gas | * In some cases for non-MVD or special meters, Value = Value +/- const*[(zero stability / flow rate) × 100]% of rate ** For Product Advisor use .000001. | * In some cases for non-MVD or special meters, Value = Value +/- const*[(zero stability / flow rate) × 100]% of rate | In some cases, the special flow calibration may require certain electronics (ie. 2400S or 800 core) | In some cases, the special flow calibration may require certain electronics (ie. 2400S or 800 core) | * This column is used for additional calibration options, for example for F-series | * This column is used for additional calibration options, for example for F-series |  |  | This option may require certain electronics and calibration choices | This option may require certain electronics and calibration choices |  | This is the water flow rate in kg/sec for which each sensor has a pressure drop of exactly 1.00 Bar. Use WATER, a pressure of 3 Bar-g, and a Temperature of 20C (ambient and fluid). This will ensure that the fluid properties are always Density = 998.5347 kg/m3, and Viscosity = 1.00 cP. | [9 empty] | Hydro spec ER-1000454, ER-3000926, ER-3100221 or ER-4000282 control if different. For LF-series, the pressure ratings given are the standard tube rating. An optional high pressure tube is available. | Pneumatic spec ER-3000925 controls if different. ASME B31.3 Secondary Containment Rating. All CMFS [H,M,P] are NOT in accordance with ASME B 31.3 |  | For the D600, the temperature ratings are different for an integral mount booster amplifier |  |  |  |  | Not same as transmitter configuration |  | For the DS150Z, the value given is the ID of the tefzel lining, not the actual steel flow tube. | This functionality is not being added for D-series or LF-series at this time. A value of "null" is used. |  |  | Note that we added a fix for the K_B equation. If K_B < 0, then K_B = 0 (K_B should never be negative) | [25 empty] | Default value for constant. | Default value for constant. | Default value for constant. | [10 empty] | Value below is base accuracy at 0C. Total Temperature Accuracy = +/- Value +/- TempAccuracyWithTemp | [16 empty] | PA Offsets for Product Advisor to properly display accuracy curves/values | PA Offsets for Product Advisor to properly display accuracy curves/values
Description -> |  |  |  | Gas Performance | [15 empty] | Gas and Liquid Zero Stability | Basic Meter Size Information |  |  |  |  | Environmental Compensation Values |  |  |  |  | Meter Ratings |  |  |  |  | SSC Parameters |  |  |  | Pressure Drop Sizing | [27 empty] | Reference Conditions - Average Sensor Values | [10 empty] | Engineering Sensor Properties | [7 empty] | Selection Criteria | [13 empty] | Gas Performance
|  |  |  | Flow ANALOG |  | Flow MVD |  | Density |  | Flow | [5 empty] | Density |  |  |  |  | Water Nominal Flow Rate |  |  |  |  | Pressure |  |  | Temperature |  | Tube | Secondary Containment | Secondary Containment |  |  | Minimum | Nominal | Maximum | Standard | Basic Geometry Inputs | [7 empty] | Tube Bend Sizing Parameters |  |  |  |  | Low Reynolds Number Manifold Curve Fit Coefficients |  |  |  |  | High Reynolds Number Manifold Curve Fit Coefficients |  |  |  |  | LF-Series Friction Factor Coefficients |  |  |  |  | Flow Calibration |  |  |  | Temperature Effect | Temperature Effect | [7 empty] | FT Ideal | DT Ideal |  | Temperature | Temperature | Temp Accuracy with | (0 Eliminate) (1 Best) (Higher numbers are less suitable) | [13 empty] | Flow MVD | Flow
| Product | MeterID | Material | Accuracy | Repeatability | Accuracy | Repeatability | Accuracy | Repeatability | Accuracy | Repeatability | Special Calibration Accuracy | Special Calibration Repeatability | Special Calibration Accuracy | Special Calibration Repeatability | Accuracy | Repeatability | Special Calibration Accuracy | Special Calibration Repeatability | Zero Stability | 1 Bar Pressure Drop | Turndown | Max Flow Rate | Default Line Size | Default Line Size | Mass Flow Liquid | Mass Flow Gas | Density | Mass Flow | Density | Pressure Rating | Pressure Rating | Burst Pressure | Minimum Temperature | Maximum Temperature | Calibration Rate | Calibration Rate | Calibration Rate | Low Flow Cutoff | Number of Flow Tubes | Flow Tube ID | Manifold Port ID | Tube Flow Length | Tube Bend Radius | Number of Bends | Tube Bend Angle | Tube Roughness, Epsilon | [20 empty] | Factor (FCF) | K1 | K2 | Flow Effect on Density | on Mass Flow | on Density | T-Series Sizing Constant | T-Series Sizing Constant | T-Series Sizing Constant | T-Series Sizing Constant | T-Series Sizing Constant | Air frequency | Water frequency | With Thermal Well | With Thermal Well | Zero Drift with Temp | Measurement Accuracy | Measurement Repeatability | Changing Temp | US/Canada Weights and Measures | European Weights and Measures | Density Output | Hygienic Approvals | Self-Draining Orientation | Single Tube | High Temperature | Special Sensors | Marketing Ranking | Marketing Ranking | Short Batching | Meter Type | Special Calibration Accuracy 2 | Special Calibration Repeatability 2 | Accuracy Offset | Accuracy Offset
Class Property-> | Product | MeterID | Material | MassFlowAccuracyAnalog_Gas | MassFlowRepeatAnalog_Gas | MassFlowAccuracyMVD_Gas | MassFlowRepeatMVD_Gas | DensityAccuracy_Gas | DensityRepeat_Gas | MassFlowAccuracy_Liquid | MassFlowRepeat_Liquid | MassFlowAccuracySC1_Liquid | MassFlowRepeatSC1_Liquid | MassFlowAccuracySC2_Liquid | MassFlowRepeatSC2_Liquid | DensityAccuracy_Liquid | DensityRepeat_Liquid | DensityAccuracySC_Liquid | DensityRepeatSC_Liquid | ZeroStability | NominalFlowRate | TurndownRatio | MaxFlowRate | LineSizeCode | LineSize | PressureEffect_Flow_Liquid | PressureEffect_Flow_Gas | PressureEffect_Density | TemperatureEffect_Flow | TemperatureEffect_Density | TubePressureRating | CasePressureRating | CaseBurstPressure | MinTemperatureRating | MaxTemperatureRating | MinCalibrationRate | NominalCalibrationRate | MaxCalibrationRate | LowFlowCutoffStd | NumberTubes | TubeID | ManifoldPortID | TubeFlowLength | TubeBendRadius | NumberBends | TubeBendAngle | TubeRoughness | C1 | C2 | C3 | C4 | C5 | A0 | A1 | A2 | A3 | A4 | B0 | B1 | B2 | B3 | B4 | LF0 | LF1 | LF2 | LF3 | LF4 | FlowCalFactor | K1 | K2 | FD | FT | DT | FTG | FFQ | DTG | DFQ1 | DFQ2 | AvgAirFrequency | AvgWaterFrequency | FT_Ideal_Thermal | DT_Ideal_Thermal | ZeroDriftWithTemp | TempAccuracy | TempRepeat | TempAccuracyWithTemp | CustodyTransferWM_US_Canada | CustodyTransferWM_OIML | Density | ThreeA_EHEDG | SelfDrain | SingleTube | HighTemp | SpecialSensors | PeakPerformance | CompactStyle | ShortBatch | MeterType | DensityAccuracySC2_Liquid | DensityRepeatSC2_Liquid | MassFlowAccuracyOffset | MassFlowAccuracyOffset_Liquid
Units -> |  |  |  | (%) | (%) | (%) | (%) | (kg/m^3) | (kg/m^3) | (%) | (%) | (%) | (%) | (%) | (%) | (kg/m^3) | (kg/m^3) | (kg/m^3) | (kg/m^3) | (lb/min) | (kg/sec) |  | (kg/sec) | (code) | (inches) | (% of rate per psi) | (% of rate per psi) | (g/cm^3 per psi) | (% max rate per °C) | (g/cm^3 per °C) | (psig) | (psig) | (psig) | (°C) | (°C) | (kg/sec) | (kg/sec) | (kg/sec) | (kg/sec) |  | (m) | (inches) | (m) | (m) |  | (degrees) | (m) | [20 empty] | (g/sec/micro-sec) | (micro-sec) | (micro-sec) | (nano-g/cm^3/micro-sec^2) | (%Change/100°C) | (%Change/100°C) | (%Change/100°C) | (%Change/100°C) | (%Change/100°C) | (10^-7/micro-sec^2) | (10^-4/micro-sec) | (Hz) | (Hz) | (%change/100°C) | (%change/100°C) | (kg/sec/20°C) | (+/- °C) | (+/- °C) | (+/- % of Temp in °C) | [12 empty] | (kg/m^3) | (kg/m^3) | (%) | (%)
Sizing Code Variable -> | strProduct | iMeterID | iMaterial | dMfa_Analog_Gas | dMfr_Analog_Gas | dMfa_MVD_Gas | dMfr_MVD_Gas | dDa_Gas | dDr_Gas | dMfa_Liquid | dMfr_Liquid | dMfasc1_Liquid | dMfrsc1_Liquid | dMfasc2_Liquid | dMfrsc2_Liquid | dDa_Liquid | dDr_Liquid | dDasc_Liquid | dDrsc_Liquid | dZeroStability | dNominalFlowRate | dTurndownRatio | dMaxRate | psLineSizeDefault | psLineSizeDefault | dPressEffect_Mfa_Liquid | dPressEffect_Mfa_Gas | dPressEffect_Da | dTempEffect_Mfa | dTempEffect_Da | dPressureRating | dCasePressureRating | dCaseBurstPressure | dTempMinRating | dTempMaxRating | dCalibRateMin | dNomCal | dCalibRateMax | dLowFlowCutoffStd | iNumberTubes | dTubeID | dManifoldPortID | dTubeFlowLength | dTubeBendRadius | dNumBends | dTubeBendAngle | dTubeRoughness | dC1 | dC2 | dC3 | dC4 | dC5 | dA0 | dA1 | dA2 | dA3 | dA4 | dB0 | dB1 | dB2 | dB3 | dB4 | dLF0 | dLF1 | dLF2 | dLF3 | dLF4 | dFCF | dK1 | dK2 | dFD | FT | DT | dFTG | dFFQ | dDTG | dDFQ1 | dDFQ2 | dAvgAirFreq | dAvgWaterFreq | dFT_Ideal_Thermal | dDT_Ideal_Thermal | dZeroDriftWithTemp | dTempAccuracy | dTempRepeatability | dTempAccuracyWithTemp | CustodyTransferWM_US_Canada | CustodyTransferWM_OIML | Density | 3A_EHEDG | SelfDrain | SingleTube | HighTemp | SpecialSensors | PeakPerformance | CompactStyle | ShortBatch | MeterType | dDasc2_Liquid | dDrsc2_Liquid | dMfa_MVD_Gas | dMfa_Liquid
Elite-CMFS Series
| CMFS010H | 128 | 2 | null | null | 0.25 | 0.2 | null | null | 0.1 | 0.05 | 0.05 | 0.025 | null | null | 2 | 1 | 0.5 | 0.2 | 0.000161 | 0.021667 | 100 | 0.030556 | 1 | 0.125 | null | null | null | 0.0002 | 1.5e-05 | 6000 | 1518 | 6072 | -240 | 204.4444 | 0.0019 | 0.0228 | 0.0269 | 2.1667e-05 | 2 | 0.001651 | 0.722 | 0.36906 | 0.0203 | 4 | 93 | 1.524e-06 | 0.0001 | -0.0035 | 0.0318 | -0.1382 | 0.3288 | 1.8 | 0 | 0 | 0 | 0 | 1.8 | 0 | 0 | 0 | 0 | null | null | null | null | null | 1.3 | 9950 | 10300 | 1000 | 2.92 | 2.85 | null | null | null | null | null | 100.5025 | 97.0874 |  |  |  | 1 | 0.2 | 0.5 | 0 | 0 | 1 | 0 | 1 | 0 | 0 | 1 | 5 | 2.91 | 1 | Coriolis | null | null | null | null
| CMFS010M | 129 | 1 | null | null | 0.25 | 0.2 | null | null | 0.1 | 0.05 | 0.05 | 0.025 | null | null | 2 | 1 | 0.5 | 0.2 | 7.5e-05 | 0.02694 | 100 | 0.030556 | 1 | 0.125 | null | null | null | 0.0002 | 1.5e-05 | 3625 | 1518 | 6072 | -240 | 204.4444 | 0.0019 | 0.0228 | 0.0269 | 2.694e-05 | 2 | 0.0018034 | 0.722 | 0.36906 | 0.0203 | 4 | 93 | 1.524e-06 | 0.0001 | -0.0035 | 0.0318 | -0.1382 | 0.3288 | 1.8 | 0 | 0 | 0 | 0 | 1.8 | 0 | 0 | 0 | 0 | null | null | null | null | null | 1.1 | 10100 | 10600 | 1000 | 5.02 | 4.63 | null | null | null | null | null | 99.0099 | 94.3396 |  |  |  | 1 | 0.2 | 0.5 | 0 | 0 | 1 | 1 | 1 | 0 | 0 | 0 | 1 | 1.07 | 1 | Coriolis | null | null | null | null
| CMFS010P | 130 | 2 | null | null | 0.25 | 0.2 | null | null | 0.1 | 0.05 | 0.05 | 0.025 | null | null | 2 | 1 | 0.5 | 0.2 | 0.000165 | 0.021667 | 100 | 0.030556 | 1 | 0.125 | null | null | null | 0.0002 | 1.5e-05 | 6000 | 1518 | 6072 | -240 | 204.4444 | 0.0019 | 0.0228 | 0.0269 | 2.1667e-05 | 2 | 0.001651 | 0.722 | 0.36906 | 0.0203 | 4 | 93 | 1.524e-06 | 0.0001 | -0.0035 | 0.0318 | -0.1382 | 0.3288 | 1.8 | 0 | 0 | 0 | 0 | 1.8 | 0 | 0 | 0 | 0 | null | null | null | null | null | 1.3 | 9950 | 10300 | 1000 | 2.92 | 2.85 | null | null | null | null | null | 100.5025 | 97.0874 |  |  |  | 1 | 0.2 | 0.5 | 0 | 0 | 1 | 0 | 1 | 0 | 0 | 1 | 5 | 2.09 | 1 | Coriolis | null | null | null | null
| CMFS015H | 131 | 2 | null | null | 0.25 | 0.2 | null | null | 0.1 | 0.05 | 0.05 | 0.025 | null | null | 2 | 1 | 0.5 | 0.2 | 0.000416 | 0.061944 | 100 | 0.091667 | 2 | 0.25 | null | null | null | 0.0002 | 1.5e-05 | 6000 | 1518 | 6072 | -240 | 204.4444 | 0.004305 | 0.0861 | 0.0917 | 6.1944e-05 | 2 | 0.00254 | 0.722 | 0.36906 | 0.0203 | 4 | 93 | 1.524e-06 | 0.0001 | -0.0035 | 0.0318 | -0.1382 | 0.3288 | 1.5 | 0 | 0 | 0 | 0 | 1.5 | 0 | 0 | 0 | 0 | null | null | null | null | null | 6.1 | 6100 | 6400 | 1600 | 2.92 | 2.85 | null | null | null | null | null | 163.9344 | 156.25 |  |  |  | 1 | 0.2 | 0.5 | 0 | 0 | 1 | 0 | 1 | 0 | 0 | 1 | 5 | 2.91 | 1 | Coriolis | null | null | null | null
| CMFS015M | 132 | 1 | null | null | 0.25 | 0.2 | null | null | 0.1 | 0.05 | 0.05 | 0.025 | null | null | 2 | 1 | 0.5 | 0.2 | 0.000299 | 0.086111 | 100 | 0.091667 | 2 | 0.25 | null | null | null | 0.0002 | 1.5e-05 | 2200 | 1518 | 6072 | -240 | 204.4444 | 0.004305 | 0.0861 | 0.0917 | 8.6111e-05 | 2 | 0.0028956 | 0.722 | 0.36906 | 0.0203 | 4 | 93 | 1.524e-06 | 0.0001 | -0.0035 | 0.0318 | -0.1382 | 0.3288 | 1.5 | 0 | 0 | 0 | 0 | 1.5 | 0 | 0 | 0 | 0 | null | null | null | null | null | 3.3 | 6713 | 7370 | 1600 | 4.88 | 4.49 | null | null | null | null | null | 148.9647 | 135.6852 |  |  |  | 1 | 0.2 | 0.5 | 0 | 0 | 1 | 1 | 1 | 0 | 0 | 0 | 1 | 1.07 | 1 | Coriolis | null | null | null | null
| CMFS015P | 133 | 2 | null | null | 0.25 | 0.2 | null | null | 0.1 | 0.05 | 0.05 | 0.025 | null | null | 2 | 1 | 0.5 | 0.2 | 0.000443 | 0.061944 | 100 | 0.091667 | 2 | 0.25 | null | null | null | 0.0002 | 1.5e-05 | 6000 | 1518 | 6072 | -240 | 204.4444 | 0.004305 | 0.0861 | 0.0917 | 6.1944e-05 | 2 | 0.00254 | 0.722 | 0.36906 | 0.0203 | 4 | 93 | 1.524e-06 | 0.0001 | -0.0035 | 0.0318 | -0.1382 | 0.3288 | 1.5 | 0 | 0 | 0 | 0 | 1.5 | 0 | 0 | 0 | 0 | null | null | null | null | null | 6.1 | 6100 | 6400 | 1600 | 2.92 | 2.85 | null | null | null | null | null | 163.9344 | 156.25 |  |  |  | 1 | 0.2 | 0.5 | 0 | 0 | 1 | 0 | 1 | 0 | 0 | 1 | 5 | 2.09 | 1 | Coriolis | null | null | null | null
| CMFS007M | 157 | 1 | null | null | 0.25 | 0.2 | null | null | 0.1 | 0.05 | 0.05 | 0.025 | null | null | 2 | 1 | null | null | 4.3e-05 | 0.0097222 | 100 | 0.01136 | 1 | 0.125 | null | null | null | 0.0006 | 1.5e-05 | 3626 | 1326 | 5302 | -50 | 204.4444 | 0.0019 | 0.0097 | 0.0114 | 9.7222e-06 | 1 | 0.0018034 | 0.722 | 0.74701 | 0.02032 | 8 | 93 | 1.524e-06 | 0.0001 | -0.0035 | 0.0318 | -0.1382 | 0.3288 | 5.1019 | 16.039 | 0.0012419 | 12.1558 | 0.0012419 | 5.1019 | 16.039 | 0.0012419 | 12.1558 | 0.0012419 | null | null | null | null | null | 0.91 | 6843 | 7161 | 2000 | 4.78 | 4.37 | null | null | null | null | null | 146.1347 | 139.6453 |  |  |  | 1 | 0.2 | 0.5 | 0 | 0 | 1 | 0 | 0 | 1 | 0 | 0 | 1 | 1.07 | 1 | Coriolis | null | null | null | null
| CMFS025M | 142 | 1 | null | null | 0.25 | 0.2 | null | null | 0.1 | 0.05 | 0.05 | 0.025 | null | null | 0.5 | 0.2 | 0.2 | 0.1 | 0.00065 | 0.29167 | 100 | 0.58333 | 2 | 0.25 | null | null | -1.8e-05 | 0.0001 | 1.5e-05 | 1500 | 558 | 2230 | -50 | 204.4444 | 0.0146 | 0.29167 | 0.4375 | 0.00029167 | 2 | 0.00523 | 1.76 | 0.551 | 0.0381 | 4 | 93 | 1.524e-06 | 0.0001 | -0.0035 | 0.0318 | -0.1382 | 0.3288 | 2.25 | 120 | 0.000245 | -110 | 0.00022776 | 2.25 | 120 | 0.000245 | -110 | 0.00022776 | null | null | null | null | null | 6.8 | 7926 | 9431 | 683 | 4.61 | 4.42 | null | null | null | null | null | 126.167 | 106.0333 |  |  |  | 1 | 0.2 | 0.5 | 0 | 0 | 1 | 0 | 1 | 0 | 0 | 0 | 1 | 1.07 | 1 | Coriolis | null | null | null | null
| CMFS040M | 143 | 1 | null | null | 0.25 | 0.2 | null | null | 0.1 | 0.05 | 0.05 | 0.025 | null | null | 0.5 | 0.2 | 0.2 | 0.1 | 0.00184 | 0.64394 | 100 | 1.2879 | 3 | 0.375 | -0.00035 | -0.00035 | -1e-05 | 0.0001 | 1.5e-05 | 1500 | 558 | 2230 | -50 | 204.4444 | 0.0322 | 0.6444 | 0.9667 | 0.00064394 | 2 | 0.0069215 | 1.76 | 0.551 | 0.0381 | 4 | 93 | 1.524e-06 | 0.0001 | -0.0035 | 0.0318 | -0.1382 | 0.3288 | 1 | 8 | 0.00016217 | -1 | 0.00015878 | 1 | 8 | 0.00016217 | -1 | 0.00015878 | null | null | null | null | null | 29.5 | 5623 | 6563 | 1600 | 4.51 | 4.42 | null | null | null | null | null | 177.841 | 152.3693 |  |  |  | 1 | 0.2 | 0.5 | 0 | 0 | 1 | 0 | 1 | 0 | 0 | 0 | 1 | 1.07 | 1 | Coriolis | null | null | null | null
| CMFS050M | 144 | 1 | null | null | 0.25 | 0.2 | null | null | 0.1 | 0.05 | 0.05 | 0.025 | null | null | 0.5 | 0.2 | 0.2 | 0.1 | 0.00262 | 0.94697 | 100 | 1.8939 | 4 | 0.5 | -0.001 | -0.001 | -2.9e-05 | 0.0001 | 1.5e-05 | 1500 | 558 | 2230 | -50 | 204.4444 | 0.0474 | 0.9472 | 1.4208 | 0.00094697 | 2 | 0.008509 | 1.76 | 0.551 | 0.0381 | 4 | 93 | 1.524e-06 | 0.0001 | -0.0035 | 0.0318 | -0.1382 | 0.3288 | 1.3577 | 4.9273 | 0.0013099 | 4.9273 | 0.0013156 | 1.3577 | 4.9273 | 0.0013099 | 4.9273 | 0.0013156 | null | null | null | null | null | 46.1 | 4773 | 5764 | 2216 | 4.55 | 4.4 | null | null | null | null | null | 209.5118 | 173.4906 |  |  |  | 1 | 0.2 | 0.5 | 0 | 0 | 1 | 0 | 1 | 0 | 0 | 0 | 1 | 1.07 | 1 | Coriolis | null | null | null | null
| CMFS075M | 145 | 1 | null | null | 0.25 | 0.2 | null | null | 0.1 | 0.05 | 0.05 | 0.025 | null | null | 0.5 | 0.2 | 0.2 | 0.1 | 0.00709 | 1.7424 | 100 | 3.4848 | 5 | 0.75 | -0.0007 | -0.0007 | -1.6e-05 | 0.0001 | 1.5e-05 | 1500 | 650 | 2598 | -50 | 204.4444 | 0.0871 | 1.7417 | 2.6125 | 0.0017424 | 2 | 0.011278 | 2.13 | 0.74676 | 0.0508 | 4 | 93 | 1.524e-06 | 0.0001 | -0.0035 | 0.0318 | -0.1382 | 0.3288 | 0.99757 | 0.35244 | 5.9988e-05 | 14.7107 | 0.00074852 | 0.99757 | 0.35244 | 5.9988e-05 | 14.7107 | 0.00074852 | null | null | null | null | null | 82.657 | 6333 | 7320 | 1497 | 4.44 | 4.35 | null | null | null | null | null | 157.903 | 136.612 |  |  |  | 1 | 0.2 | 0.5 | 0 | 0 | 1 | 0 | 1 | 0 | 0 | 0 | 1 | 1.07 | 1 | Coriolis | null | null | null | null
| CMFS100M | 146 | 1 | null | null | 0.25 | 0.2 | null | null | 0.1 | 0.05 | 0.05 | 0.025 | null | null | 0.5 | 0.2 | 0.2 | 0.1 | 0.01221 | 3.5985 | 100 | 7.197 | 6 | 1 | -0.0015 | -0.0015 | -2.5e-05 | 0.0001 | 1.5e-05 | 1500 | 650 | 2598 | -50 | 204.4444 | 0.1806 | 3.6111 | 5.4167 | 0.0035985 | 2 | 0.015685 | 2.13 | 0.74676 | 0.0508 | 4 | 93 | 1.524e-06 | 0.0001 | -0.0035 | 0.0318 | -0.1382 | 0.3288 | 1.0257 | 0.29362 | 1.2845e-05 | 9.0153 | 0.00037466 | 1.0257 | 0.29362 | 1.2845e-05 | 9.0153 | 0.00037466 | null | null | null | null | null | 195.06 | 5109 | 6202 | 2473 | 4.48 | 4.38 | null | null | null | null | null | 195.733 | 161.2383 |  |  |  | 1 | 0.2 | 0.5 | 0 | 0 | 1 | 0 | 1 | 0 | 0 | 0 | 1 | 1.07 | 1 | Coriolis | null | null | null | null
| CMFS150M | 147 | 1 | null | null | 0.25 | 0.2 | null | null | 0.1 | 0.05 | 0.05 | 0.025 | null | null | 0.5 | 0.2 | 0.2 | 0.1 | 0.02993 | 7.5 | 100 | 15 | 7 | 1.5 | -0.0014 | -0.0014 | -1.3e-05 | 0.0001 | 1.5e-05 | 1500 | 650 | 2598 | -50 | 204.4444 | 0.3194 | 4.1667 | 6.25 | 0.0075 | 2 | 0.019736 | 2.13 | 0.74676 | 0.0508 | 4 | 93 | 1.524e-06 | 0.0001 | -0.0035 | 0.0318 | -0.1382 | 0.3288 | 0.22663 | 13.0109 | 0.0013329 | 1.391 | 3.5751e-05 | 0.22663 | 13.0109 | 0.0013329 | 1.391 | 3.5751e-05 | null | null | null | null | null | 670 | 3300 | 3800 | 5275 | 4.34 | 4.34 | null | null | null | null | null | 371.1952 | 311.5265 |  |  |  | 1 | 0.2 | 0.5 | 0 | 0 | 1 | 0 | 1 | 0 | 0 | 0 | 1 | 1.07 | 1 | Coriolis | null | null | null | null
| CMFS025H | 148 | 2 | null | null | 0.25 | 0.2 | null | null | 0.1 | 0.05 | 0.05 | 0.025 | null | null | 0.5 | 0.2 | 0.2 | 0.1 | 0.00131 | 0.24621 | 100 | 0.49242 | 2 | 0.25 | null | null | -1.2e-06 | 0.0001 | 1.5e-05 | 3626 | 558 | 2230 | -50 | 204.4444 | 0.0146 | 0.2917 | 0.4375 | 0.00024621 | 2 | 0.004826 | 1.76 | 0.551 | 0.0381 | 4 | 93 | 1.524e-06 | 0.0001 | -0.0035 | 0.0318 | -0.1382 | 0.3288 | 2.25 | 120 | 0.000245 | -110 | 0.00022776 | 2.25 | 120 | 0.000245 | -110 | 0.00022776 | null | null | null | null | null | 12.89 | 7619.1 | 8333.8 | 904 | 3.05 | 2.89 | null | null | null | null | null | 131.2491 | 119.9933 |  |  |  | 1 | 0.2 | 0.5 | 0 | 0 | 1 | 0 | 1 | 0 | 0 | 1 | 5 | 2.91 | 1 | Coriolis | null | null | null | null
| CMFS050H | 149 | 2 | null | null | 0.25 | 0.2 | null | null | 0.1 | 0.05 | 0.05 | 0.025 | null | null | 0.5 | 0.2 | 0.2 | 0.1 | 0.00368 | 0.71212 | 100 | 1.4242 | 4 | 0.5 | null | null | -6e-07 | 0.0001 | 1.5e-05 | 3626 | 558 | 2230 | -50 | 204.4444 | 0.0474 | 0.9472 | 1.4208 | 0.00071212 | 2 | 0.007493 | 1.76 | 0.551 | 0.0381 | 4 | 93 | 1.524e-06 | 0.0001 | -0.0035 | 0.0318 | -0.1382 | 0.3288 | 1.3577 | 4.9273 | 0.0013099 | 4.9273 | 0.0013156 | 1.3577 | 4.9273 | 0.0013099 | 4.9273 | 0.0013156 | null | null | null | null | null | 93.4 | 4788 | 5193 | 2840 | 2.93 | 2.89 | null | null | null | null | null | 208.8555 | 192.5669 |  |  |  | 1 | 0.2 | 0.5 | 0 | 0 | 1 | 0 | 1 | 0 | 0 | 1 | 5 | 2.91 | 1 | Coriolis | null | null | null | null
| CMFS100H | 150 | 2 | null | null | 0.25 | 0.2 | null | null | 0.1 | 0.05 | 0.05 | 0.025 | null | null | 0.5 | 0.2 | 0.2 | 0.1 | 0.01191 | 3.2576 | 100 | 6.5152 | 6 | 1 | -0.00037 | -0.00037 | -1e-05 | 0.0001 | 1.5e-05 | 3626 | 650 | 2598 | -50 | 204.4444 | 0.1806 | 3.6111 | 5.4167 | 0.0032576 | 2 | 0.014973 | 2.13 | 0.74676 | 0.0508 | 4 | 93 | 1.524e-06 | 0.0001 | -0.0035 | 0.0318 | -0.1382 | 0.3288 | 1.0257 | 0.29362 | 1.2845e-05 | 9.0153 | 0.00037466 | 1.0257 | 0.29362 | 1.2845e-05 | 9.0153 | 0.00037466 | null | null | null | null | null | 328.4 | 5039 | 5683 | 3465 | 2.93 | 2.89 | null | null | null | null | null | 198.4521 | 175.9634 |  |  |  | 1 | 0.2 | 0.5 | 0 | 0 | 1 | 0 | 1 | 0 | 0 | 1 | 5 | 2.91 | 1 | Coriolis | null | null | null | null
| CMFS150H | 151 | 2 | null | null | 0.25 | 0.2 | null | null | 0.1 | 0.05 | 0.05 | 0.025 | null | null | 0.5 | 0.2 | 0.2 | 0.1 | 0.03511 | 6.8182 | 100 | 13.6364 | 7 | 1.5 | -0.00041 | -0.00041 | -6e-06 | 0.0001 | 1.5e-05 | 3626 | 650 | 2598 | -50 | 204.4444 | 0.3194 | 4.1667 | 6.25 | 0.0068182 | 2 | 0.018923 | 2.13 | 0.74676 | 0.0508 | 4 | 93 | 1.524e-06 | 0.0001 | -0.0035 | 0.0318 | -0.1382 | 0.3288 | 0.22663 | 13.0109 | 0.0013329 | 1.391 | 3.5751e-05 | 0.22663 | 13.0109 | 0.0013329 | 1.391 | 3.5751e-05 | null | null | null | null | null | 930 | 3300 | 3800 | 5025 | 3.09 | 2.85 | null | null | null | null | null | 364.2987 | 320.4101 |  |  |  | 1 | 0.2 | 0.5 | 0 | 0 | 1 | 0 | 1 | 0 | 0 | 1 | 5 | 2.91 | 1 | Coriolis | null | null | null | null
| CMFS025P | 152 | 2 | null | null | 0.25 | 0.2 | null | null | 0.1 | 0.05 | 0.05 | 0.025 | null | null | 0.5 | 0.2 | 0.2 | 0.1 | 0.00113 | 0.24621 | 100 | 0.49242 | 2 | 0.25 | null | null | -1.2e-06 | 0.0001 | 1.5e-05 | 3626 | 558 | 2230 | -50 | 204.4444 | 0.0146 | 0.2917 | 0.4375 | 0.00024621 | 2 | 0.004826 | 1.76 | 0.551 | 0.0381 | 4 | 93 | 1.524e-06 | 0.0001 | -0.0035 | 0.0318 | -0.1382 | 0.3288 | 2.25 | 120 | 0.000245 | -110 | 0.00022776 | 2.25 | 120 | 0.000245 | -110 | 0.00022776 | null | null | null | null | null | 12.89 | 7619.1 | 8333.8 | 904 | 3.05 | 2.89 | null | null | null | null | null | 131.2491 | 119.9933 |  |  |  | 1 | 0.2 | 0.5 | 0 | 0 | 1 | 0 | 1 | 0 | 0 | 1 | 5 | 2.09 | 1 | Coriolis | null | null | null | null
| CMFS050P | 153 | 2 | null | null | 0.25 | 0.2 | null | null | 0.1 | 0.05 | 0.05 | 0.025 | null | null | 0.5 | 0.2 | 0.2 | 0.1 | 0.00432 | 0.71212 | 100 | 1.4242 | 4 | 0.5 | null | null | -6e-07 | 0.0001 | 1.5e-05 | 3626 | 558 | 2230 | -50 | 204.4444 | 0.0474 | 0.9472 | 1.4208 | 0.00071212 | 2 | 0.007493 | 1.76 | 0.551 | 0.0381 | 4 | 93 | 1.524e-06 | 0.0001 | -0.0035 | 0.0318 | -0.1382 | 0.3288 | 1.3577 | 4.9273 | 0.0013099 | 4.9273 | 0.0013156 | 1.3577 | 4.9273 | 0.0013099 | 4.9273 | 0.0013156 | null | null | null | null | null | 93.4 | 4788 | 5193 | 2840 | 2.93 | 2.89 | null | null | null | null | null | 208.8555 | 192.5669 |  |  |  | 1 | 0.2 | 0.5 | 0 | 0 | 1 | 0 | 1 | 0 | 0 | 1 | 5 | 2.09 | 1 | Coriolis | null | null | null | null
| CMFS100P | 154 | 2 | null | null | 0.25 | 0.2 | null | null | 0.1 | 0.05 | 0.05 | 0.025 | null | null | 0.5 | 0.2 | 0.2 | 0.1 | 0.01243 | 3.2576 | 100 | 6.5152 | 6 | 1 | -0.00037 | -0.00037 | -1e-05 | 0.0001 | 1.5e-05 | 3626 | 650 | 2598 | -50 | 204.4444 | 0.1806 | 3.6111 | 5.4167 | 0.0032576 | 2 | 0.014973 | 2.13 | 0.74676 | 0.0508 | 4 | 93 | 1.524e-06 | 0.0001 | -0.0035 | 0.0318 | -0.1382 | 0.3288 | 1.0257 | 0.29362 | 1.2845e-05 | 9.0153 | 0.00037466 | 1.0257 | 0.29362 | 1.2845e-05 | 9.0153 | 0.00037466 | null | null | null | null | null | 328.4 | 5039 | 5683 | 3465 | 2.93 | 2.89 | null | null | null | null | null | 198.4521 | 175.9634 |  |  |  | 1 | 0.2 | 0.5 | 0 | 0 | 1 | 0 | 1 | 0 | 0 | 1 | 5 | 2.09 | 1 | Coriolis | null | null | null | null
| CMFS150P | 155 | 2 | null | null | 0.25 | 0.2 | null | null | 0.1 | 0.05 | 0.05 | 0.025 | null | null | 0.5 | 0.2 | 0.2 | 0.1 | 0.02999 | 6.8182 | 100 | 13.6364 | 7 | 1.5 | -0.00041 | -0.00041 | -6e-06 | 0.0001 | 1.5e-05 | 3626 | 650 | 2598 | -50 | 204.4444 | 0.3194 | 4.1667 | 6.25 | 0.0068182 | 2 | 0.018923 | 2.13 | 0.74676 | 0.0508 | 4 | 93 | 1.524e-06 | 0.0001 | -0.0035 | 0.0318 | -0.1382 | 0.3288 | 0.22663 | 13.0109 | 0.0013329 | 1.391 | 3.5751e-05 | 0.22663 | 13.0109 | 0.0013329 | 1.391 | 3.5751e-05 | null | null | null | null | null | 930 | 3300 | 3800 | 5025 | 3.09 | 2.85 | null | null | null | null | null | 364.2987 | 320.4101 |  |  |  | 1 | 0.2 | 0.5 | 0 | 0 | 1 | 0 | 1 | 0 | 0 | 1 | 5 | 2.09 | 1 | Coriolis | null | null | null | null
Elite-CMF & High Capacity Series | CMF010H | 102 | 2 | 0.5 | 0.25 | 0.25 | 0.2 | null | null | 0.1 | 0.05 | 0.05 | 0.025 | null | null | 0.5 | 0.2 | null | null | 7.5e-05 | 0.025965 | 100 | 0.03 | 1 | 0.125 | 0 | 0 | 0 | 0.0001875 | 1.5e-05 | 3263 | 425 | 3042 | -240 | 204.4444 | 0.0019 | 0.022667 | 0.03024 | 2.5965e-05 | 1 | 0.0028956 | 0.114 | 0.71145 | 0.02032 | 10 | 90 | 1.524e-06 | 0.0001 | -0.0035 | 0.0318 | -0.1382 | 0.3288 | 20.8525 | 487.4066 | 0.03197 | 115.0793 | 0.0040651 | 5.6278 | 90.8702 | 0.002107 | 7.1159 | 0.000304 | null | null | null | null | null | 0.4431 | 9496.298 | 10498.36 | 300 | 3.41 | 2.82 | null | null | null | null | null | 105.3042 | 95.253 | 4.47 | 4.38 | 8.57e-08 | 1 | 0.2 | 0.5 | 0 | 0 | 1 | 0 | 0 | 1 | 0 | 1 | 6 | 3.18 | 1 | Coriolis | null | null | null | null
| CMF010L | 101 | 6 | 0.5 | 0.25 | 0.25 | 0.2 | null | null | 0.1 | 0.05 | 0.05 | 0.025 | null | null | 0.5 | 0.2 | null | null | 7.8e-05 | 0.025965 | 100 | 0.03 | 1 | 0.125 | 0 | 0 | 0 | 0.0001875 | 1.5e-05 | 1813 | 425 | 3042 | -240 | 204.4444 | 0.0019 | 0.022667 | 0.03024 | 2.5965e-05 | 1 | 0.0028956 | 0.114 | 0.71145 | 0.02032 | 10 | 90 | 1.524e-06 | 0.0001 | -0.0035 | 0.0318 | -0.1382 | 0.3288 | 20.8525 | 487.4066 | 0.03197 | 115.0793 | 0.0040651 | 5.6278 | 90.8702 | 0.002107 | 7.1159 | 0.000304 | null | null | null | null | null | 0.42693 | 10035.96 | 11047.39 | 140 | 4.26 | 4.26 | null | null | null | null | null | 99.6417 | 90.5191 | 4.47 | 4.38 | 8.57e-08 | 1 | 0.2 | 0.5 | 0 | 0 | 1 | 0 | 0 | 1 | 0 | 1 | 6 | 3.46 | 1 | Coriolis | null | null | null | null
| CMF010M | 100 | 1 | 0.5 | 0.25 | 0.25 | 0.2 | null | null | 0.1 | 0.05 | 0.05 | 0.025 | null | null | 0.5 | 0.2 | null | null | 7.8e-05 | 0.025965 | 100 | 0.03 | 1 | 0.125 | 0 | 0 | 0 | 0.0001875 | 1.5e-05 | 1813 | 425 | 3042 | -240 | 204.4444 | 0.0019 | 0.022667 | 0.03024 | 2.5965e-05 | 1 | 0.0028956 | 0.114 | 0.71145 | 0.02032 | 10 | 90 | 1.524e-06 | 0.0001 | -0.0035 | 0.0318 | -0.1382 | 0.3288 | 20.8525 | 487.4066 | 0.03197 | 115.0793 | 0.0040651 | 5.6278 | 90.8702 | 0.002107 | 7.1159 | 0.000304 | null | null | null | null | null | 0.4043 | 9648.757 | 10741.51 | 297 | 4.68 | 4.53 | null | null | null | null | null | 103.6403 | 93.1012 | 4.47 | 4.38 | 8.57e-08 | 1 | 0.2 | 0.5 | 0 | 0 | 1 | 0 | 0 | 1 | 0 | 0 | 2 | 1.14 | 1 | Coriolis | null | null | null | null
| CMF010P | 103 | 2 | 0.5 | 0.25 | 0.25 | 0.2 | null | null | 0.1 | 0.05 | 0.05 | 0.025 | null | null | 2 | 1 | null | null | 0.000156 | 0.0195 | 100 | 0.03 | 1 | 0.125 | 0 | 0 | 0 | 0.0001875 | 1.5e-05 | 6000 | 425 | 3042 | -240 | 204.4444 | 0.0019 | 0.022667 | 0.03024 | 1.95e-05 | 1 | 0.0025394 | 0.114 | 0.71145 | 0.02032 | 10 | 90 | 1.524e-06 | 0.0001 | -0.0035 | 0.0318 | -0.1382 | 0.3288 | 20.8525 | 487.4066 | 0.03197 | 115.0793 | 0.0040651 | 5.6278 | 90.8702 | 0.002107 | 7.1159 | 0.000304 | null | null | null | null | null | 0.6856 | 9154.243 | 9692.289 | 600 | 3.41 | 2.82 | null | null | null | null | null | 109.239 | 103.1779 | 4.47 | 4.38 | 1.7e-07 | 1 | 0.2 | 0.5 | 0 | 0 | 1 | 0 | 0 | 1 | 0 | 1 | 6 | 2.64 | 1 | Coriolis | null | null | null | null
| CMF025H | 106 | 2 | 0.5 | 0.25 | 0.25 | 0.2 | null | null | 0.1 | 0.05 | 0.05 | 0.025 | null | null | 0.5 | 0.2 | 0.2 | 0.1 | 0.000904 | 0.364 | 100 | 0.60556 | 2 | 0.25 | 0 | 0 | 4e-06 | 0.000125 | 1.5e-05 | 2755 | 850 | 5480 | -240 | 204.4444 | 0.01512 | 0.3024 | 0.42336 | 0.000364 | 2 | 0.0052324 | 0.41 | 0.45822 | 0.0254 | 2 | 135 | 1.524e-06 | 0.0001 | -0.0035 | 0.0318 | -0.1382 | 0.3288 | 0.64712 | 5.4438 | 0.00033426 | 1.64 | 0.00010985 | 0.64712 | 5.4438 | 0.00033426 | 1.64 | 0.00010985 | null | null | null | null | null | 4.2899 | 6394.759 | 7542.579 | 450 | 2.74 | 2.87 | null | null | null | null | null | 156.3781 | 132.5806 | 4.84 | 4.32 | 8.75e-07 | 1 | 0.2 | 0.5 | 1 | 1 | 1 | 0 | 0 | 0 | 0 | 1 | 6 | 3.18 | 1 | Coriolis | null | null | null | null
| CMF025L | 105 | 6 | 0.5 | 0.25 | 0.25 | 0.2 | null | null | 0.1 | 0.05 | 0.05 | 0.025 | null | null | 0.5 | 0.2 | 0.2 | 0.1 | 0.000999 | 0.364 | 100 | 0.60556 | 2 | 0.25 | 0 | 0 | 4e-06 | 0.000125 | 1.5e-05 | 1500 | 850 | 5480 | -240 | 204.4444 | 0.01512 | 0.3024 | 0.42336 | 0.000364 | 2 | 0.0052324 | 0.41 | 0.45822 | 0.0254 | 2 | 135 | 1.524e-06 | 0.0001 | -0.0035 | 0.0318 | -0.1382 | 0.3288 | 0.64712 | 5.4438 | 0.00033426 | 1.64 | 0.00010985 | 0.64712 | 5.4438 | 0.00033426 | 1.64 | 0.00010985 | null | null | null | null | null | 4.4638 | 6206.133 | 7353.397 | 450 | 4.38 | 4.52 | null | null | null | null | null | 161.1309 | 135.9916 | 4.84 | 4.32 | 8.75e-07 | 1 | 0.2 | 0.5 | 1 | 1 | 1 | 0 | 0 | 0 | 0 | 1 | 6 | 3.46 | 1 | Coriolis | null | null | null | null
| CMF025M | 104 | 1 | 0.5 | 0.25 | 0.25 | 0.2 | null | null | 0.1 | 0.05 | 0.05 | 0.025 | null | null | 0.5 | 0.2 | 0.2 | 0.1 | 0.000999 | 0.364 | 100 | 0.60556 | 2 | 0.25 | 0 | 0 | 4e-06 | 0.000125 | 1.5e-05 | 1500 | 850 | 5480 | -240 | 204.4444 | 0.01512 | 0.3024 | 0.42336 | 0.000364 | 2 | 0.0052324 | 0.41 | 0.45822 | 0.0254 | 2 | 135 | 1.524e-06 | 0.0001 | -0.0035 | 0.0318 | -0.1382 | 0.3288 | 0.64712 | 5.4438 | 0.00033426 | 1.64 | 0.00010985 | 0.64712 | 5.4438 | 0.00033426 | 1.64 | 0.00010985 | null | null | null | null | null | 4.3025 | 6277.85 | 7450.232 | 499.83 | 4.38 | 4.52 | null | null | null | null | null | 159.2902 | 134.224 | 4.84 | 4.32 | 8.75e-07 | 1 | 0.2 | 0.5 | 1 | 1 | 1 | 0 | 0 | 0 | 0 | 0 | 2 | 1.14 | 1 | Coriolis | null | null | null | null
| CMF050H | 109 | 2 | 0.5 | 0.25 | 0.25 | 0.2 | null | null | 0.1 | 0.05 | 0.05 | 0.025 | null | null | 0.5 | 0.2 | 0.2 | 0.1 | 0.004078 | 0.961 | 100 | 1.89 | 4 | 0.5 | 0 | 0 | -2e-06 | 0.000125 | 1.5e-05 | 2683 | 850 | 5286 | -240 | 204.4444 | 0.04725 | 0.945 | 1.323 | 0.000961 | 2 | 0.008763 | 0.645 | 0.63602 | 0.0381 | 2 | 135 | 1.524e-06 | 0.0001 | -0.0035 | 0.0318 | -0.1382 | 0.3288 | 1.373 | 7.9459 | 0.00017233 | 2.3376 | 4.5428e-05 | 1.373 | 7.9459 | 0.00017233 | 2.3376 | 4.5428e-05 | null | null | null | null | null | 14.555 | 6499.997 | 7846.257 | 430 | 2.7 | 2.84 | null | null | null | null | null | 153.8462 | 127.4493 | 4.37 | 4.38 | 6.9e-06 | 1 | 0.2 | 0.5 | 1 | 1 | 1 | 0 | 0 | 0 | 0 | 1 | 6 | 3.18 | 1 | Coriolis | null | null | null | null
| CMF050L | 108 | 6 | 0.5 | 0.25 | 0.25 | 0.2 | null | null | 0.1 | 0.05 | 0.05 | 0.025 | null | null | 0.5 | 0.2 | 0.2 | 0.1 | 0.002852 | 0.961 | 100 | 1.89 | 4 | 0.5 | 0 | 0 | -2e-06 | 0.000125 | 1.5e-05 | 1500 | 850 | 5286 | -240 | 204.4444 | 0.04725 | 0.945 | 1.323 | 0.000961 | 2 | 0.008763 | 0.645 | 0.63602 | 0.0381 | 2 | 135 | 1.524e-06 | 0.0001 | -0.0035 | 0.0318 | -0.1382 | 0.3288 | 1.373 | 7.9459 | 0.00017233 | 2.3376 | 4.5428e-05 | 1.373 | 7.9459 | 0.00017233 | 2.3376 | 4.5428e-05 | null | null | null | null | null | 14.989 | 6266.159 | 7612.577 | 430 | 4.29 | 4.44 | null | null | null | null | null | 159.5874 | 131.3616 | 4.37 | 4.38 | 6.9e-06 | 1 | 0.2 | 0.5 | 1 | 1 | 1 | 0 | 0 | 0 | 0 | 1 | 6 | 3.46 | 1 | Coriolis | null | null | null | null
| CMF050M | 107 | 1 | 0.5 | 0.25 | 0.25 | 0.2 | null | null | 0.1 | 0.05 | 0.05 | 0.025 | null | null | 0.5 | 0.2 | 0.2 | 0.1 | 0.002852 | 0.961 | 100 | 1.89 | 4 | 0.5 | 0 | 0 | -2e-06 | 0.000125 | 1.5e-05 | 1500 | 850 | 5286 | -240 | 204.4444 | 0.04725 | 0.945 | 1.323 | 0.000961 | 2 | 0.008763 | 0.645 | 0.63602 | 0.0381 | 2 | 135 | 1.524e-06 | 0.0001 | -0.0035 | 0.0318 | -0.1382 | 0.3288 | 1.373 | 7.9459 | 0.00017233 | 2.3376 | 4.5428e-05 | 1.373 | 7.9459 | 0.00017233 | 2.3376 | 4.5428e-05 | null | null | null | null | null | 14.835 | 6309.852 | 7652.159 | 430 | 4.29 | 4.44 | null | null | null | null | null | 158.4832 | 130.6848 | 4.37 | 4.38 | 6.9e-06 | 1 | 0.2 | 0.5 | 1 | 1 | 1 | 0 | 0 | 0 | 0 | 0 | 2 | 1.14 | 1 | Coriolis | null | null | null | null
| CMF100H | 112 | 2 | 0.5 | 0.25 | 0.25 | 0.2 | null | null | 0.1 | 0.05 | 0.05 | 0.025 | null | null | 0.5 | 0.2 | 0.2 | 0.1 | 0.013741 | 4.327 | 100 | 7.5556 | 6 | 1 | -0.0002 | -0.0002 | -6e-06 | 0.000125 | 1.5e-05 | 2465 | 625 | 3299 | -240 | 204.4444 | 0.18899 | 3.7798 | 5.2918 | 0.004327 | 2 | 0.016434 | 1.075 | 0.96622 | 0.0508 | 2 | 135 | 1.524e-06 | 0.0001 | -0.0035 | 0.0318 | -0.1382 | 0.3288 | 3.2053 | 13.84 | 0.0093099 | 7.6271 | 0.0010059 | 0.58947 | 12.4422 | 0.0013556 | 2.2335 | 3.9769e-05 | null | null | null | null | null | 47.261 | 7930.485 | 9595.976 | 230 | 2.7 | 2.85 | null | null | null | null | null | 126.0957 | 104.2209 | 4.42 | 4.46 | 2.9e-05 | 1 | 0.2 | 0.5 | 1 | 1 | 1 | 0 | 0 | 0 | 0 | 1 | 6 | 3.18 | 1 | Coriolis | null | null | null | null
| CMF100L | 111 | 6 | 0.5 | 0.25 | 0.25 | 0.2 | null | null | 0.1 | 0.05 | 0.05 | 0.025 | null | null | 0.5 | 0.2 | 0.2 | 0.1 | 0.01715 | 4.327 | 100 | 7.5556 | 6 | 1 | -0.0002 | -0.0002 | -6e-06 | 0.000125 | 1.5e-05 | 1450 | 625 | 3299 | -240 | 204.4444 | 0.18899 | 3.7798 | 5.2918 | 0.004327 | 2 | 0.016434 | 1.075 | 0.96622 | 0.0508 | 2 | 135 | 1.524e-06 | 0.0001 | -0.0035 | 0.0318 | -0.1382 | 0.3288 | 3.2053 | 13.84 | 0.0093099 | 7.6271 | 0.0010059 | 0.58947 | 12.4422 | 0.0013556 | 2.2335 | 3.9769e-05 | null | null | null | null | null | 48.575 | 7645.818 | 9299.509 | 230 | 4.3 | 4.46 | null | null | null | null | null | 130.7905 | 107.5384 | 4.42 | 4.46 | 2.9e-05 | 1 | 0.2 | 0.5 | 1 | 1 | 1 | 0 | 0 | 0 | 0 | 1 | 6 | 3.46 | 1 | Coriolis | null | null | null | null
| CMF100M | 110 | 1 | 0.5 | 0.25 | 0.25 | 0.2 | null | null | 0.1 | 0.05 | 0.05 | 0.025 | null | null | 0.5 | 0.2 | 0.2 | 0.1 | 0.01715 | 4.327 | 100 | 7.5556 | 6 | 1 | -0.0002 | -0.0002 | -6e-06 | 0.000125 | 1.5e-05 | 1450 | 625 | 3299 | -240 | 204.4444 | 0.18899 | 3.7798 | 5.2918 | 0.004327 | 2 | 0.016434 | 1.075 | 0.96622 | 0.0508 | 2 | 135 | 1.524e-06 | 0.0001 | -0.0035 | 0.0318 | -0.1382 | 0.3288 | 3.2053 | 13.84 | 0.0093099 | 7.6271 | 0.0010059 | 0.58947 | 12.4422 | 0.0013556 | 2.2335 | 3.9769e-05 | null | null | null | null | null | 45.989 | 7701 | 9448 | 238 | 4.3 | 4.46 | null | null | null | null | null | 129.8533 | 105.8425 | 4.42 | 4.46 | 2.9e-05 | 1 | 0.2 | 0.5 | 1 | 1 | 1 | 0 | 0 | 0 | 0 | 0 | 2 | 1.14 | 1 | Coriolis | null | null | null | null
| CMF200A | 116 | 1 | 0.5 | 0.25 | 0.25 | 0.2 | null | null | 0.1 | 0.05 | null | null | null | null | 0.5 | 0.2 | null | null | 0.047793 | 13.3 | 100 | 24.1944 | 8 | 2 | -0.00062 | -0.00062 | 1e-06 | 0.0005 | 1.5e-05 | 1580 | null | 2786 | -50 | 350 | 0.60483 | 12.0967 | 16.9353 | 0.0133 | 2 | 0.026873 | 1.61 | 1.27 | 0.1143 | 2 | 90 | 1.524e-06 | 0.0001 | -0.0035 | 0.0318 | -0.1382 | 0.3288 | 1.4591 | 2.1944 | 0.0048825 | 6.5453 | 0.00058147 | 0.60321 | 11.67 | 0.001609 | 2.1692 | 2.6417e-05 | null | null | null | null | null | 215.95 | 10543.96 | 12444.42 | 320 | 4.31 | 4.45 | null | null | null | null | null | 94.841 | 80.366 | 4.38 | 4.38 | 9.1e-05 | 1 | 0.2 | 0.5 | 1 | 1 | 1 | 0 | 1 | 0 | 1 | 1 | 6 | 4.28 | 1 | Coriolis | null | null | null | null
| CMF200B | 117 | 2 | 0.5 | 0.25 | 0.25 | 0.2 | null | null | 0.1 | 0.05 | null | null | null | null | 0.5 | 0.2 | null | null | 0.072332 | 13.3 | 100 | 24.1944 | 8 | 2 | -0.00055 | -0.00055 | 1e-06 | 0.0005 | 1.5e-05 | 2755 | null | 2786 | -50 | 350 | 0.60483 | 12.0967 | 16.9353 | 0.0133 | 2 | 0.026873 | 1.61 | 1.27 | 0.1143 | 2 | 90 | 1.524e-06 | 0.0001 | -0.0035 | 0.0318 | -0.1382 | 0.3288 | 1.4591 | 2.1944 | 0.0048825 | 6.5453 | 0.00058147 | 0.60321 | 11.67 | 0.001609 | 2.1692 | 2.6417e-05 | null | null | null | null | null | 215.95 | 10543.96 | 12444.42 | 320 | 2.67 | 2.81 | null | null | null | null | null | 94.841 | 80.366 | 4.38 | 4.38 | 9.1e-05 | 1 | 0.2 | 0.5 | 1 | 1 | 1 | 0 | 1 | 0 | 1 | 1 | 6 | 5.1 | 1 | Coriolis | null | null | null | null
| CMF200H | 115 | 2 | 0.5 | 0.25 | 0.25 | 0.2 | null | null | 0.1 | 0.05 | 0.05 | 0.025 | null | null | 0.5 | 0.2 | 0.2 | 0.1 | 0.072332 | 13.3 | 100 | 24.1944 | 8 | 2 | -0.00055 | -0.00055 | 1e-06 | 0.0005 | 1.5e-05 | 2755 | 550 | 2786 | -240 | 204.4444 | 0.60483 | 12.0967 | 16.9353 | 0.0133 | 2 | 0.026873 | 1.61 | 1.27 | 0.1143 | 2 | 90 | 1.524e-06 | 0.0001 | -0.0035 | 0.0318 | -0.1382 | 0.3288 | 1.4591 | 2.1944 | 0.0048825 | 6.5453 | 0.00058147 | 0.60321 | 11.67 | 0.001609 | 2.1692 | 2.6417e-05 | null | null | null | null | null | 220.3 | 10310.27 | 12182.55 | 320 | 2.67 | 2.81 | null | null | null | null | null | 96.9907 | 82.0846 | 4.38 | 4.38 | 9.1e-05 | 1 | 0.2 | 0.5 | 1 | 1 | 1 | 0 | 1 | 0 | 0 | 1 | 6 | 3.18 | 1 | Coriolis | null | null | null | null
| CMF200L | 114 | 6 | 0.5 | 0.25 | 0.25 | 0.2 | null | null | 0.1 | 0.05 | 0.05 | 0.025 | null | null | 0.5 | 0.2 | 0.2 | 0.1 | 0.047793 | 13.3 | 100 | 24.1944 | 8 | 2 | -0.00062 | -0.00062 | 1e-06 | 0.0005 | 1.5e-05 | 1580 | 550 | 2786 | -240 | 204.4444 | 0.60483 | 12.0967 | 16.9353 | 0.0133 | 2 | 0.026873 | 1.61 | 1.27 | 0.1143 | 2 | 90 | 1.524e-06 | 0.0001 | -0.0035 | 0.0318 | -0.1382 | 0.3288 | 1.4591 | 2.1944 | 0.0048825 | 6.5453 | 0.00058147 | 0.60321 | 11.67 | 0.001609 | 2.1692 | 2.6417e-05 | null | null | null | null | null | 185.64 | 11188.33 | 13328.74 | 320 | 4.31 | 4.45 | null | null | null | null | null | 89.3788 | 75.0258 | 4.38 | 4.38 | 9.1e-05 | 1 | 0.2 | 0.5 | 1 | 1 | 1 | 0 | 1 | 0 | 0 | 1 | 6 | 3.46 | 1 | Coriolis | null | null | null | null
| CMF200M | 113 | 1 | 0.5 | 0.25 | 0.25 | 0.2 | null | null | 0.1 | 0.05 | 0.05 | 0.025 | null | null | 0.5 | 0.2 | 0.2 | 0.1 | 0.047793 | 13.3 | 100 | 24.1944 | 8 | 2 | -0.00062 | -0.00062 | 1e-06 | 0.0005 | 1.5e-05 | 1580 | 550 | 2786 | -240 | 204.4444 | 0.60483 | 12.0967 | 16.9353 | 0.0133 | 2 | 0.026873 | 1.61 | 1.27 | 0.1143 | 2 | 90 | 1.524e-06 | 0.0001 | -0.0035 | 0.0318 | -0.1382 | 0.3288 | 1.4591 | 2.1944 | 0.0048825 | 6.5453 | 0.00058147 | 0.60321 | 11.67 | 0.001609 | 2.1692 | 2.6417e-05 | null | null | null | null | null | 179.72 | 11759.58 | 14052.07 | 320 | 4.31 | 4.45 | null | null | null | null | null | 85.0371 | 71.1642 | 4.38 | 4.38 | 9.1e-05 | 1 | 0.2 | 0.5 | 1 | 1 | 1 | 0 | 1 | 0 | 0 | 0 | 1 | 1.14 | 1 | Coriolis | null | null | null | null
| CMF300A | 121 | 1 | 0.5 | 0.25 | 0.25 | 0.2 | null | null | 0.1 | 0.05 | null | null | null | null | 0.5 | 0.2 | null | null | 0.16176 | 44.225 | 100 | 75.5556 | 9 | 3 | -0.0006 | -0.0006 | 2e-07 | 0.0005 | 1.5e-05 | 1730 | null | 1568 | -50 | 350 | 1.89 | 37.8 | 52.92 | 0.044225 | 2 | 0.044704 | 3.07 | 1.727 | 0.1778 | 2 | 90 | 1.524e-06 | 0.0001 | -0.0035 | 0.0318 | -0.1382 | 0.3288 | 2.7406 | 0 | 0 | 0 | 0 | 0.32894 | 5.1771 | 0.00088084 | 0.14837 | 3.1799e-05 | null | null | null | null | null | 658.91 | 12318.09 | 14201.56 | 280 | 4.26 | 4.4 | null | null | null | null | null | 81.1814 | 70.4176 | 4.72 | 4.33 | 0.000286 | 1 | 0.2 | 0.5 | 1 | 1 | 1 | 0 | 1 | 0 | 1 | 1 | 6 | 4.28 | 1 | Coriolis | null | null | null | null
| CMF300B | 122 | 2 | 0.5 | 0.25 | 0.25 | 0.2 | null | null | 0.1 | 0.05 | null | null | null | null | 0.5 | 0.2 | null | null | 0.16795 | 44.225 | 100 | 75.5556 | 9 | 3 | -0.0004 | -0.0004 | 2e-07 | 0.0005 | 1.5e-05 | 2683 | null | 1568 | -50 | 350 | 1.89 | 37.8 | 52.92 | 0.044225 | 2 | 0.044704 | 3.07 | 1.727 | 0.1778 | 2 | 90 | 1.524e-06 | 0.0001 | -0.0035 | 0.0318 | -0.1382 | 0.3288 | 2.7406 | 0 | 0 | 0 | 0 | 0.32894 | 5.1771 | 0.00088084 | 0.14837 | 3.1799e-05 | null | null | null | null | null | 734 | 10550 | 12236.04 | 280 | 2.66 | 2.78 | null | null | null | null | null | 95.6866 | 81.7261 | 4.72 | 4.33 | 0.000286 | 1 | 0.2 | 0.5 | 1 | 1 | 1 | 0 | 1 | 0 | 1 | 1 | 6 | 5.1 | 1 | Coriolis | null | null | null | null
| CMF300H | 120 | 2 | 0.5 | 0.25 | 0.25 | 0.2 | null | null | 0.1 | 0.05 | 0.05 | 0.025 | null | null | 0.5 | 0.2 | 0.2 | 0.1 | 0.16795 | 44.225 | 100 | 75.5556 | 9 | 3 | -0.0004 | -0.0004 | 2e-07 | 0.0005 | 1.5e-05 | 2683 | 275 | 1568 | -240 | 204.4444 | 1.89 | 37.8 | 52.92 | 0.044225 | 2 | 0.044704 | 3.07 | 1.727 | 0.1778 | 2 | 90 | 1.524e-06 | 0.0001 | -0.0035 | 0.0318 | -0.1382 | 0.3288 | 2.7406 | 0 | 0 | 0 | 0 | 0.32894 | 5.1771 | 0.00088084 | 0.14837 | 3.1799e-05 | null | null | null | null | null | 751.68 | 10450.78 | 12236.04 | 280 | 2.66 | 2.78 | null | null | null | null | null | 95.6866 | 81.7261 | 4.72 | 4.33 | 0.000286 | 1 | 0.2 | 0.5 | 1 | 1 | 1 | 0 | 1 | 0 | 0 | 1 | 6 | 3.18 | 1 | Coriolis | null | null | null | null
| CMF300L | 119 | 6 | 0.5 | 0.25 | 0.25 | 0.2 | null | null | 0.1 | 0.05 | 0.05 | 0.025 | null | null | 0.5 | 0.2 | 0.2 | 0.1 | 0.16176 | 44.225 | 100 | 75.5556 | 9 | 3 | -0.0006 | -0.0006 | 2e-07 | 0.0005 | 1.5e-05 | 1730 | 275 | 1568 | -240 | 204.4444 | 1.89 | 37.8 | 52.92 | 0.044225 | 2 | 0.044704 | 3.07 | 1.727 | 0.1778 | 2 | 90 | 1.524e-06 | 0.0001 | -0.0035 | 0.0318 | -0.1382 | 0.3288 | 2.7406 | 0 | 0 | 0 | 0 | 0.32894 | 5.1771 | 0.00088084 | 0.14837 | 3.1799e-05 | null | null | null | null | null | 631.27 | 11255.5 | 13306.31 | 280 | 4.29 | 4.42 | null | null | null | null | null | 88.8455 | 75.1541 | 4.72 | 4.33 | 0.000286 | 1 | 0.2 | 0.5 | 1 | 1 | 1 | 0 | 1 | 0 | 0 | 1 | 6 | 3.46 | 1 | Coriolis | null | null | null | null
| CMF300M | 118 | 1 | 0.5 | 0.25 | 0.25 | 0.2 | null | null | 0.1 | 0.05 | 0.05 | 0.025 | null | null | 0.5 | 0.2 | 0.2 | 0.1 | 0.16176 | 44.225 | 100 | 75.5556 | 9 | 3 | -0.0006 | -0.0006 | 2e-07 | 0.0005 | 1.5e-05 | 1730 | 275 | 1568 | -240 | 204.4444 | 1.89 | 37.8 | 52.92 | 0.044225 | 2 | 0.044704 | 3.07 | 1.727 | 0.1778 | 2 | 90 | 1.524e-06 | 0.0001 | -0.0035 | 0.0318 | -0.1382 | 0.3288 | 2.7406 | 0 | 0 | 0 | 0 | 0.32894 | 5.1771 | 0.00088084 | 0.14837 | 3.1799e-05 | null | null | null | null | null | 623.54 | 11753.4 | 13863.82 | 280 | 4.29 | 4.42 | null | null | null | null | null | 85.0847 | 72.1345 | 4.72 | 4.33 | 0.000286 | 1 | 0.2 | 0.5 | 1 | 1 | 1 | 0 | 1 | 0 | 0 | 0 | 1 | 1.14 | 1 | Coriolis | null | null | null | null
| CMF350A | 164 | 1 | 0.5 | 0.25 | 0.25 | 0.2 | null | null | 0.1 | 0.05 | null | null | null | null | 0.5 | 0.2 | 0.2 | 0.1 | 0.30504 | 81.06 | 100 | 113.6 | 10 | 4 | -0.0016 | -0.0016 | -9e-06 | 0.00075 | 1.5e-05 | 1480 | null | 2092 | -50 | 350 | 4.1 | 82 | 114 | 0.081 | 2 | 0.057404 | 4.03 | 1.4106 | 0.254 | 1 | 180 | 1.524e-06 | 0.0001 | -0.0035 | 0.0318 | -0.1382 | 0.3288 | 0.4212 | 1.69 | 0.000181 | 0.2847 | 3.55e-06 | 0.4212 | 1.69 | 0.000181 | 0.2847 | 3.55e-06 | null | null | null | null | null | 1467.3 | 7669.9 | 9440.3 | 288 | 4.18 | 4.32 | null | null | null | null | null | 130.4 | 105.9 | 4.27 | 4.33 | 0.000568 | 1 | 0.2 | 0.5 | 1 | 1 | 1 | 0 | 1 | 0 | 1 | 1 | 6 | 4.28 | 1 | Coriolis | null | null | null | null
| CMF350G | 169 | 1 | null | null | 0.5 | 0.25 | null | null | 0.1 | 0.05 | null | null | null | null | 1 | 0.5 | null | null | 0.30504 | 81.06 | 100 | 113.6 | 10 | 4 | -0.0016 | -0.0016 | -9e-06 | 0.00075 | 1.5e-05 | 870 | 275 | 2092 | -40 | 204 | 4.1 | 82 | 114 | 0.081 | 2 | 0.057404 | 4.03 | 1.4106 | 0.254 | 1 | 180 | 1.524e-06 | 0.0001 | -0.0035 | 0.0318 | -0.1382 | 0.3288 | 0.4212 | 1.69 | 0.000181 | 0.2847 | 3.55e-06 | 0.4212 | 1.69 | 0.000181 | 0.2847 | 3.55e-06 | null | null | null | null | null | 1464.2 | 7713.5 | 9485.6 | 298 | 4.18 | 4.32 | null | null | null | null | null | 129.6 | 105.4 | 4.27 | 4.33 | 0.000568 | 1 | 0.2 | 0.5 | 0 | 0 | 1 | 0 | 1 | 0 | 0 | 0 | 2 | 8 | 1 | Coriolis | null | null | null | null
| CMF350M | 165 | 1 | 0.5 | 0.25 | 0.25 | 0.2 | null | null | 0.1 | 0.05 | 0.05 | 0.025 | null | null | 0.5 | 0.2 | 0.2 | 0.1 | 0.30504 | 81.06 | 100 | 113.6 | 10 | 4 | -0.0016 | -0.0016 | -9e-06 | 0.00075 | 1.5e-05 | 1480 | 275 | 2092 | -240 | 204 | 4.1 | 82 | 114 | 0.081 | 2 | 0.057404 | 4.03 | 1.4106 | 0.254 | 1 | 180 | 1.524e-06 | 0.0001 | -0.0035 | 0.0318 | -0.1382 | 0.3288 | 0.4212 | 1.69 | 0.000181 | 0.2847 | 3.55e-06 | 0.4212 | 1.69 | 0.000181 | 0.2847 | 3.55e-06 | null | null | null | null | null | 1464.2 | 7713.5 | 9485.6 | 298 | 4.18 | 4.32 | null | null | null | null | null | 129.6 | 105.4 | 4.27 | 4.33 | 0.000568 | 1 | 0.2 | 0.5 | 1 | 1 | 1 | 0 | 1 | 0 | 0 | 0 | 1 | 1.14 | 1 | Coriolis | null | null | null | null
| CMF350P | 168 | 2 | 0.5 | 0.25 | 0.25 | 0.2 | null | null | 0.1 | 0.05 | 0.05 | 0.025 | null | null | 0.5 | 0.2 | 0.2 | 0.1 | 0.32166 | 81.06 | 100 | 113.6 | 10 | 4 | -0.0016 | -0.0016 | -9e-06 | 0.00075 | 1.5e-05 | 2250 | 275 | 2092 | -240 | 204 | 4.1 | 82 | 114 | 0.081 | 2 | 0.057404 | 4.03 | 1.4106 | 0.254 | 1 | 180 | 1.524e-06 | 0.0001 | -0.0035 | 0.0318 | -0.1382 | 0.3288 | 0.4212 | 1.69 | 0.000181 | 0.2847 | 3.55e-06 | 0.4212 | 1.69 | 0.000181 | 0.2847 | 3.55e-06 | null | null | null | null | null | 1534.8 | 7819.9 | 9471.5 | 298 | 2.65 | 2.78 | null | null | null | null | null | 127.9 | 105.6 | 4.27 | 4.33 | 0.000568 | 1 | 0.2 | 0.5 | 1 | 1 | 1 | 0 | 1 | 0 | 0 | 1 | 6 | 2.64 | 0 | Coriolis | null | null | null | null
| CMF400A | 124 | 1 | 0.5 | 0.25 | 0.25 | 0.2 | null | null | 0.1 | 0.05 | null | null | null | null | 0.5 | 0.2 | null | null | 0.7241 | 114.85 | 100 | 151.3889 | 10 | 4 | -0.0011 | -0.0011 | -1e-05 | 0.00075 | 1.5e-05 | 1500 | null | 1556 | -50 | 350 | 3.78 | 75.6 | 113.4 | 0.11485 | 2 | 0.073025 | 4.03 | 1.6182 | 0.2794 | 1 | 180 | 1.524e-06 | 0.0001 | -0.0035 | 0.0318 | -0.1382 | 0.3288 | 0.60233 | 7.8107 | 0.00041806 | 0.40735 | 3.5657e-06 | 0.60233 | 7.8107 | 0.00041806 | 0.40735 | 3.5657e-06 | null | null | null | null | null | 4247.5 | 5770.646 | 6971.879 | 600 | 4.17 | 4.31 | null | null | null | null | null | 173.2908 | 143.4514 | 4.29 | 4.11 | 0.0017 | 1 | 0.2 | 0.5 | 1 | 1 | 1 | 0 | 1 | 0 | 1 | 1 | 6 | 4.28 | 1 | Coriolis | null | null | null | null
| CMF400B | 141 | 2 | 0.5 | 0.25 | 0.25 | 0.2 | null | null | 0.1 | 0.05 | null | null | null | null | 0.5 | 0.2 | null | null | 0.72418 | 114.85 | 100 | 151.3889 | 10 | 4 | -0.0008 | -0.0008 | -1e-05 | 0.00075 | 1.5e-05 | 2855 | null | 1556 | -50 | 350 | 3.78 | 75.6 | 113.4 | 0.11485 | 2 | 0.073025 | 4.03 | 1.6182 | 0.2794 | 1 | 180 | 1.524e-06 | 0.0001 | -0.0035 | 0.0318 | -0.1382 | 0.3288 | 0.60233 | 7.8107 | 0.00041806 | 0.40735 | 3.5657e-06 | 0.60233 | 7.8107 | 0.00041806 | 0.40735 | 3.5657e-06 | null | null | null | null | null | 4915 | 5867 | 6881 | 600 | 2.71 | 2.84 | null | null | null | null | null | 170.7 | 145.5 |  |  | 0.0017 | 1 | 0.2 | 0.5 | 1 | 1 | 1 | 0 | 1 | 0 | 1 | 1 | 6 | 5.1 | 1 | Coriolis | null | null | null | null
| CMF400G | 170 | 1 | null | null | 0.5 | 0.25 | null | null | 0.1 | 0.05 | null | null | null | null | 1 | 0.5 | null | null | 0.7241 | 114.9 | 100 | 151.3889 | 10 | 4 | -0.0011 | -0.0011 | -1e-05 | 0.00075 | 1.5e-05 | 870 | 250 | 1556 | -40 | 204.4444 | 3.78 | 75.6 | 113.4 | 0.1149 | 2 | 0.073025 | 4.03 | 1.6182 | 0.2794 | 1 | 180 | 1.524e-06 | 0.0001 | -0.0035 | 0.0318 | -0.1382 | 0.3288 | 0.60233 | 7.8107 | 0.00041806 | 0.40735 | 3.5657e-06 | 0.60233 | 7.8107 | 0.00041806 | 0.40735 | 3.5657e-06 | null | null | null | null | null | 4386.9 | 6468.34 | 7544.168 | 600 | 4.19 | 4.33 | null | null | null | null | null | 154.5992 | 132.5527 | 4.29 | 4.11 | 0.0017 | 1 | 0.2 | 0.5 | 0 | 0 | 1 | 0 | 1 | 0 | 0 | 0 | 2 | 8 | 1 | Coriolis | null | null | null | null
| CMF400M | 123 | 1 | 0.5 | 0.25 | 0.25 | 0.2 | null | null | 0.1 | 0.05 | 0.05 | 0.025 | null | null | 0.5 | 0.2 | 0.2 | 0.1 | 0.7241 | 114.9 | 100 | 151.3889 | 10 | 4 | -0.0011 | -0.0011 | -1e-05 | 0.00075 | 1.5e-05 | 1500 | 250 | 1556 | -240 | 204.4444 | 3.78 | 75.6 | 113.4 | 0.1149 | 2 | 0.073025 | 4.03 | 1.6182 | 0.2794 | 1 | 180 | 1.524e-06 | 0.0001 | -0.0035 | 0.0318 | -0.1382 | 0.3288 | 0.60233 | 7.8107 | 0.00041806 | 0.40735 | 3.5657e-06 | 0.60233 | 7.8107 | 0.00041806 | 0.40735 | 3.5657e-06 | null | null | null | null | null | 4386.9 | 6468.34 | 7544.168 | 600 | 4.19 | 4.33 | null | null | null | null | null | 154.5992 | 132.5527 | 4.29 | 4.11 | 0.0017 | 1 | 0.2 | 0.5 | 1 | 1 | 1 | 0 | 1 | 0 | 0 | 0 | 1 | 1.14 | 1 | Coriolis | null | null | null | null
| CMF400H | 125 | 2 | 0.5 | 0.25 | 0.25 | 0.2 | null | null | 0.1 | 0.05 | 0.05 | 0.025 | null | null | 0.5 | 0.2 | 0.2 | 0.1 | 0.72418 | 114.9 | 100 | 151.3889 | 10 | 4 | -0.0008 | -0.0008 | -1e-05 | 0.00075 | 1.5e-05 | 2855 | 250 | 1556 | -240 | 204.4444 | 3.78 | 75.6 | 113.4 | 0.1149 | 2 | 0.073025 | 4.03 | 1.6182 | 0.2794 | 1 | 180 | 1.524e-06 | 0.0001 | -0.0035 | 0.0318 | -0.1382 | 0.3288 | 0.60233 | 7.8107 | 0.00041806 | 0.40735 | 3.5657e-06 | 0.60233 | 7.8107 | 0.00041806 | 0.40735 | 3.5657e-06 | null | null | null | null | null | 4885 | 5857 | 6878 | 600 | 2.71 | 2.84 | null | null | null | null | null | 170.7 | 145.4 | 4.29 | 4.11 | 0.0017 | 1 | 0.2 | 0.5 | 1 | 1 | 1 | 0 | 1 | 0 | 0 | 1 | 6 | 3.18 | 1 | Coriolis | null | null | null | null
| CMF400P | 126 | 2 | 0.5 | 0.25 | 0.25 | 0.2 | null | null | 0.1 | 0.05 | 0.05 | 0.025 | null | null | 0.5 | 0.2 | 0.2 | 0.1 | 0.73753 | 114.9 | 100 | 151.3889 | 10 | 4 | -0.0008 | -0.0008 | -1e-05 | 0.00075 | 1.5e-05 | 2973 | 250 | 1556 | -240 | 204.4444 | 3.78 | 75.6 | 113.4 | 0.1149 | 2 | 0.073025 | 4.03 | 1.6182 | 0.2794 | 1 | 180 | 1.524e-06 | 0.0001 | -0.0035 | 0.0318 | -0.1382 | 0.3288 | 0.60233 | 7.8107 | 0.00041806 | 0.40735 | 3.5657e-06 | 0.60233 | 7.8107 | 0.00041806 | 0.40735 | 3.5657e-06 | null | null | null | null | null | 4883 | 5857 | 6878 | 600 | 2.65 | 2.78 | null | null | null | null | null | 170.7 | 145.4 | 4.29 | 4.11 | 0.0017 | 1 | 0.2 | 0.5 | 1 | 1 | 1 | 0 | 1 | 0 | 0 | 1 | 6 | 2.64 | 0 | Coriolis | null | null | null | null
| CMFHC2M | 134 | 1 | null | null | 0.25 | 0.2 | null | null | 0.1 | 0.05 | 0.05 | 0.025 | null | null | 0.5 | 0.2 | 0.2 | 0.1 | 1.0821 | 211.6767 | 100 | 408.3333 | 12 | 6 | -0.0016 | -0.0016 | -2.8e-06 | 7.5e-05 | 1.5e-05 | 1480 | null | 1000 | -240 | 204.4444 | 6.4167 | 128.3333 | 128.3333 | 0.21168 | 2 | 0.0889 | 6.065 | 2.1223 | 0.2794 | 1 | 180 | 1.524e-06 | 0.0001 | -0.0035 | 0.0318 | -0.1382 | 0.3288 | 0.20159 | 4.6381 | 0.0003548 | 0.56468 | 4.8379e-06 | 0.20159 | 4.6381 | 0.0003548 | 0.56468 | 4.8379e-06 | null | null | null | null | null | 2870 | 10837 | 13337 | 200 | 4.26 | 4.31 | null | null | null | null | null | 92.3 | 75 |  |  |  | 1 | 0.2 | 0.5 | 1 | 1 | 1 | 0 | 1 | 0 | 0 | 0 | 1 | 1.14 | 1 | Coriolis | null | null | null | null
| CMFHC2A | 139 | 1 | null | null | 0.25 | 0.2 | null | null | 0.1 | 0.05 | null | null | null | null | 0.5 | 0.2 | null | null | 1.0821 | 211.6767 | 100 | 408.3333 | 12 | 6 | -0.0016 | -0.0016 | -2.8e-06 | 7.5e-05 | 1.5e-05 | 1480 | null | 1000 | -50 | 350 | 6.4167 | 128.3333 | 128.3333 | 0.21168 | 2 | 0.0889 | 6.065 | 2.1223 | 0.2794 | 1 | 180 | 1.524e-06 | 0.0001 | -0.0035 | 0.0318 | -0.1382 | 0.3288 | 0.20159 | 4.6381 | 0.0003548 | 0.56468 | 4.8379e-06 | 0.20159 | 4.6381 | 0.0003548 | 0.56468 | 4.8379e-06 | null | null | null | null | null | 2860 | 10693 | 13220 | 200 | 4.26 | 4.31 | null | null | null | null | null | 93.5 | 75.6 |  |  |  | 1 | 0.2 | 0.5 | 1 | 1 | 1 | 0 | 1 | 0 | 1 | 1 | 6 | 4.28 | 1 | Coriolis | null | null | null | null
| CMFHC2G | 136 | 1 | null | null | 0.5 | 0.2 | null | null | 0.1 | 0.05 | null | null | null | null | 1 | 0.5 | null | null | 1.0821 | 211.6767 | 100 | 408.3333 | 12 | 6 | -0.0016 | -0.0016 | -2.8e-06 | 7.5e-05 | 1.5e-05 | 870 | null | 1000 | -240 | 204.4444 | 6.4167 | 128.3333 | 128.3333 | 0.21168 | 2 | 0.0889 | 6.065 | 2.1223 | 0.2794 | 1 | 180 | 1.524e-06 | 0.0001 | -0.0035 | 0.0318 | -0.1382 | 0.3288 | 0.20159 | 4.6381 | 0.0003548 | 0.56468 | 4.8379e-06 | 0.20159 | 4.6381 | 0.0003548 | 0.56468 | 4.8379e-06 | null | null | null | null | null | 2870 | 10837 | 13337 | 200 | 4.26 | 4.31 | null | null | null | null | null | 92.3 | 75 |  |  |  | 1 | 0.2 | 0.5 | 0 | 0 | 1 | 0 | 1 | 0 | 0 | 0 | 2 | 8 | 1 | Coriolis | null | null | null | null
| CMFHC2Y | 156 | 14 | null | null | 0.25 | 0.2 | null | null | 0.1 | 0.05 | 0.05 | 0.025 | null | null | 0.5 | 0.2 | 0.2 | 0.1 | 1.0821 | 211.6767 | 100 | 408.3333 | 12 | 6 | -0.0016 | -0.0016 | -2.8e-06 | 7.5e-05 | 1.5e-05 | 2320 | null | 1000 | -40 | 204.4444 | 6.4167 | 128.3333 | 128.3333 | 0.21168 | 2 | 0.0889 | 6.065 | 2.1223 | 0.2794 | 1 | 180 | 1.524e-06 | 0.0001 | -0.0035 | 0.0318 | -0.1382 | 0.3288 | 0.20159 | 4.6381 | 0.0003548 | 0.56468 | 4.8379e-06 | 0.20159 | 4.6381 | 0.0003548 | 0.56468 | 4.8379e-06 | null | null | null | null | null | 2965 | 10585 | 13051 | 200 | 3.51 | 3.63 | null | null | null | null | null | 94.5 | 76.6 |  |  |  | 1 | 0.2 | 0.5 | 1 | 1 | 1 | 0 | 1 | 0 | 0 | 1 | 6 | 3.46 | 1 | Coriolis | null | null | null | null
| CMFHC3M | 127 | 1 | null | null | 0.25 | 0.2 | null | null | 0.1 | 0.05 | 0.05 | 0.025 | null | null | 0.5 | 0.2 | 0.2 | 0.1 | 2.3354 | 371.5 | 100 | 708.3333 | 13 | 8 | -0.001 | -0.001 | -2.5e-06 | 7.5e-05 | 1.5e-05 | 1480 | null | 1000 | -240 | 204.4444 | 6.4167 | 128.3333 | 128.3333 | 0.37799 | 2 | 0.1143 | 7.98 | 2.3128 | 0.2794 | 1 | 180 | 1.524e-06 | 0.0001 | -0.0035 | 0.0318 | -0.1382 | 0.3288 | 0.78105 | 4.8636 | 0.00026144 | 12.5918 | 0.0041016 | 0.10874 | 0.2904 | 3.0135e-06 | 6.4382 | 0.00033524 | null | null | null | null | null | 6916 | 9322 | 11385 | 250 | 4.26 | 4.33 | null | null | null | null | null | 107.3 | 87.8 |  |  |  | 1 | 0.2 | 0.5 | 1 | 1 | 1 | 0 | 1 | 0 | 0 | 0 | 1 | 1.14 | 1 | Coriolis | null | null | null | null
| CMFHC3A | 140 | 1 | null | null | 0.25 | 0.2 | null | null | 0.1 | 0.05 | null | null | null | null | 0.5 | 0.2 | null | null | 2.3354 | 371.5 | 100 | 708.3333 | 13 | 8 | -0.001 | -0.001 | -2.5e-06 | 7.5e-05 | 1.5e-05 | 1480 | null | 1000 | -50 | 350 | 6.4167 | 128.3333 | 128.3333 | 0.37799 | 2 | 0.1143 | 7.98 | 2.3128 | 0.2794 | 1 | 180 | 1.524e-06 | 0.0001 | -0.0035 | 0.0318 | -0.1382 | 0.3288 | 0.78105 | 4.8636 | 0.00026144 | 12.5918 | 0.0041016 | 0.10874 | 0.2904 | 3.0135e-06 | 6.4382 | 0.00033524 | null | null | null | null | null | 6916 | 9200 | 11320 | 250 | 4.26 | 4.33 | null | null | null | null | null | 108.7 | 88.3 |  |  |  | 1 | 0.2 | 0.5 | 1 | 1 | 1 | 0 | 1 | 0 | 1 | 1 | 6 | 4.28 | 1 | Coriolis | null | null | null | null
| CMFHC3G | 137 | 1 | null | null | 0.5 | 0.2 | null | null | 0.1 | 0.05 | null | null | null | null | 1 | 0.5 | null | null | 2.3354 | 371.5 | 100 | 708.3333 | 13 | 8 | -0.001 | -0.001 | -2.5e-06 | 7.5e-05 | 1.5e-05 | 870 | null | 1000 | -240 | 204.4444 | 6.4167 | 128.3333 | 128.3333 | 0.37799 | 2 | 0.1143 | 7.98 | 2.3128 | 0.2794 | 1 | 180 | 1.524e-06 | 0.0001 | -0.0035 | 0.0318 | -0.1382 | 0.3288 | 0.78105 | 4.8636 | 0.00026144 | 12.5918 | 0.0041016 | 0.10874 | 0.2904 | 3.0135e-06 | 6.4382 | 0.00033524 | null | null | null | null | null | 6916 | 9322 | 11385 | 250 | 4.26 | 4.33 | null | null | null | null | null | 107.3 | 87.8 |  |  |  | 1 | 0.2 | 0.5 | 0 | 0 | 1 | 0 | 1 | 0 | 0 | 0 | 2 | 8 | 1 | Coriolis | null | null | null | null
| CMFHC3Y | 138 | 14 | null | null | 0.25 | 0.2 | null | null | 0.1 | 0.05 | 0.05 | 0.025 | null | null | 0.5 | 0.2 | 0.2 | 0.1 | 2.3354 | 371.5 | 100 | 708.3333 | 13 | 8 | -0.001 | -0.001 | -2.5e-06 | 7.5e-05 | 1.5e-05 | 2320 | null | 1000 | -40 | 204.4444 | 6.4167 | 128.3333 | 128.3333 | 0.37799 | 2 | 0.1143 | 7.98 | 2.3128 | 0.2794 | 1 | 180 | 1.524e-06 | 0.0001 | -0.0035 | 0.0318 | -0.1382 | 0.3288 | 0.78105 | 4.8636 | 0.00026144 | 12.5918 | 0.0041016 | 0.10874 | 0.2904 | 3.0135e-06 | 6.4382 | 0.00033524 | null | null | null | null | null | 6836 | 9200 | 11320 | 249 | 3.51 | 3.63 | null | null | null | null | null | 108.7 | 88.3 |  |  |  | 1 | 0.2 | 0.5 | 1 | 1 | 1 | 0 | 1 | 0 | 0 | 1 | 6 | 3.46 | 1 | Coriolis | null | null | null | null
| CMFHC4M | 135 | 1 | null | null | 0.25 | 0.2 | null | null | 0.1 | 0.05 | 0.05 | 0.025 | null | null | 0.5 | 0.2 | 0.2 | 0.1 | 3.6614 | 568.042 | 100 | 907.1861 | 14 | 10 | -0.0014 | -0.0014 | -1.4e-06 | 7.5e-05 | 1.5e-05 | 1480 | null | 900 | -240 | 204.4444 | 6.4167 | 128.3333 | 128.3333 | 0.56804 | 2 | 0.14288 | 10.03 | 2.8668 | 0.2794 | 1 | 180 | 1.524e-06 | 0.0001 | -0.0035 | 0.0318 | -0.1382 | 0.3288 | 2.9206 | 32.3256 | 0.080386 | 4.6102 | 0.0052549 | 0.13387 | 4.1939 | 0.00067122 | 0.59016 | 5.2912e-05 | null | null | null | null | null | 11706 | 11610 | 13053 | 358 | 4.26 | 4.33 | null | null | null | null | null | 86.1 | 76.6 |  |  |  | 1 | 0.2 | 0.5 | 1 | 1 | 1 | 0 | 1 | 0 | 0 | 0 | 1 | 1.14 | 1 | Coriolis | null | null | null | null
CDM | CDM100M | 918 | 1 | null | null | null | null | null | null | null | null | null | null | null | null | 0.2 | 0.02 | 0.1 | 0.02 | null | null | null | 15 | 6 | 1 | -0.0014 | -0.0014 | -1e-05 | 0.0001 | 1.5e-05 | 1500 | 650 | 2598 | -50 | 204.4444 | null | null | null | null | 2 | 0.019736 | 2.13 | 0.74676 | 0.0508 | 4 | 93 | 1.524e-06 | 0.0001 | -0.0035 | 0.0318 | -0.1382 | 0.3288 | 0.22663 | 13.0109 | 0.0013329 | 1.391 | 3.5751e-05 | 0.22663 | 13.0109 | 0.0013329 | 1.391 | 3.5751e-05 | null | null | null | null | null | null | null | null | null | null | null | null | null | null | null | null | 371.1952 | 311.5265 | null | null | null | null | null | null | null | null | null | null | null | null | null | null | null | null | null | Tube-Density | null | null | null | null
| CDM100P | 917 | 2 | null | null | null | null | null | null | null | null | null | null | null | null | 0.1 | 0.02 | 0.1 | 0.02 | null | null | null | 13.6364 | 6 | 1 | -0.00041 | -0.00041 | -6.2e-06 | 0.0001 | 1.5e-05 | 3626 | 650 | 2598 | -50 | 204.4444 | null | null | null | null | 2 | 0.018923 | 2.13 | 0.74676 | 0.0508 | 4 | 93 | 1.524e-06 | 0.0001 | -0.0035 | 0.0318 | -0.1382 | 0.3288 | 0.22663 | 13.0109 | 0.0013329 | 1.391 | 3.5751e-05 | 0.22663 | 13.0109 | 0.0013329 | 1.391 | 3.5751e-05 | null | null | null | null | null | null | null | null | null | null | null | null | null | null | null | null | 364.2987 | 320.4101 | null | null | null | null | null | null | null | null | null | null | null | null | null | null | null | null | null | Tube-Density | null | null | null | null
F-Series | F025P | 202 | 1 | 0.7 | 0.35 | 0.5 | 0.25 | null | null | 0.2 | 0.1 | 0.15 | 0.075 | 0.1 | 0.05 | 2 | 1 | 1 | 0.5 | 0.0065 | 0.3794 | 50 | 0.75556 | 2 | 0.25 | 0 | 0 | 0 | 0.00175 | 0.0001 | 2300 | 166 | 1884 | -100 | 204.4444 | 0.01892 | 0.37833 | 0.52967 | 0.00049139 | 2 | 0.005334 |  | 0.37037 | 0.0254 | 4 | 87 | 1.524e-06 | 0.0001 | -0.0035 | 0.0318 | -0.1382 | 0.3288 | 0.98068 | 2.735 | 0.00022803 | 0.76922 | 0.00022803 | 0.98068 | 2.735 | 0.00022803 | 0.76922 | 0.00022803 | null | null | null | null | null | 40.1 | 4433 | 4648 | 0 | 4.65 | 4.34 | null | null | null | null | null | 225.5809 | 215.1463 | 4.93 | 4.23 | 1.5e-05 | 1 | 0.2 | 0.5 | 0 | 1 | 1 | 0 | 1 | 0 | 0 | 1 | 6 | 2.97 | 1 | Coriolis | null | null | null | null
| F025H | 201 | 2 | 0.7 | 0.35 | 0.5 | 0.25 | null | null | 0.2 | 0.1 | 0.15 | 0.075 | 0.1 | 0.05 | 2 | 1 | 1 | 0.5 | 0.002 | 0.3794 | 50 | 0.75556 | 2 | 0.25 | 0 | 0 | 0 | 0.00175 | 0.0001 | 2160 | 166 | 1884 | -100 | 204.4444 | 0.01892 | 0.37833 | 0.52967 | 0.00049139 | 2 | 0.005334 |  | 0.37037 | 0.0254 | 4 | 87 | 1.524e-06 | 0.0001 | -0.0035 | 0.0318 | -0.1382 | 0.3288 | 0.98068 | 2.735 | 0.00022803 | 0.76922 | 0.00022803 | 0.98068 | 2.735 | 0.00022803 | 0.76922 | 0.00022803 | null | null | null | null | null | 40.2 | 4497 | 4712 | 0 | 2.79 | 2.79 | null | null | null | null | null | 222.3705 | 212.2241 | 3.1 | 2.75 | 1.5e-05 | 1 | 0.2 | 0.5 | 0 | 1 | 1 | 0 | 1 | 0 | 0 | 1 | 6 | 3.51 | 1 | Coriolis | null | null | null | null
| F025A | 203 | 1 | 0.7 | 0.35 | 0.5 | 0.25 | null | null | 0.2 | 0.1 | 0.15 | 0.075 | 0.1 | 0.05 | 2 | 1 | 1 | 0.5 | 0.0065 | 0.3794 | 50 | 0.75556 | 2 | 0.25 | 0 | 0 | 0 | 0.00175 | 0.0001 | 1450 | 166 | 1884 | -40 | 350 | 0.01892 | 0.37833 | 0.52967 | 0.00049139 | 2 | 0.005334 |  | 0.37037 | 0.0254 | 4 | 87 | 1.524e-06 | 0.0001 | -0.0035 | 0.0318 | -0.1382 | 0.3288 | 0.98068 | 2.735 | 0.00022803 | 0.76922 | 0.00022803 | 0.98068 | 2.735 | 0.00022803 | 0.76922 | 0.00022803 | null | null | null | null | null | 40.1 | 4478 | 4693 | 0 | 4.65 | 4.34 | null | null | null | null | null | 223.314 | 213.0833 | 4.93 | 4.23 | 1.5e-05 | 1 | 0.2 | 0.5 | 0 | 1 | 1 | 0 | 1 | 0 | 1 | 1 | 6 | 4.33 | 1 | Coriolis | null | null | null | null
| F025B | 204 | 2 | 0.7 | 0.35 | 0.5 | 0.25 | null | null | 0.2 | 0.1 | 0.15 | 0.075 | 0.1 | 0.05 | 2 | 1 | 1 | 0.5 | 0.0065 | 0.3794 | 50 | 0.75556 | 2 | 0.25 | 0 | 0 | 0 | 0.00175 | 0.0001 | 2160 | 166 | 1884 | -40 | 350 | 0.01892 | 0.37833 | 0.52967 | 0.00049139 | 2 | 0.005334 |  | 0.37037 | 0.0254 | 4 | 87 | 1.524e-06 | 0.0001 | -0.0035 | 0.0318 | -0.1382 | 0.3288 | 0.98068 | 2.735 | 0.00022803 | 0.76922 | 0.00022803 | 0.98068 | 2.735 | 0.00022803 | 0.76922 | 0.00022803 | null | null | null | null | null | 40.1 | 4574 | 4787 | 0 | 2.79 | 2.79 | null | null | null | null | null | 218.627 | 208.8991 | 4.93 | 4.23 | 1.5e-05 | 1 | 0.2 | 0.5 | 0 | 1 | 1 | 0 | 1 | 0 | 1 | 1 | 6 | 5.15 | 1 | Coriolis | null | null | null | null
| F025S | 200 | 1 | 0.7 | 0.35 | 0.5 | 0.25 | null | null | 0.2 | 0.1 | 0.15 | 0.075 | 0.1 | 0.05 | 2 | 1 | 1 | 0.5 | 0.002 | 0.3794 | 50 | 0.75556 | 2 | 0.25 | 0 | 0 | 0 | 0.00175 | 0.0001 | 1450 | 166 | 1884 | -100 | 204.4444 | 0.01892 | 0.37833 | 0.52967 | 0.00049139 | 2 | 0.005334 |  | 0.37037 | 0.0254 | 4 | 87 | 1.524e-06 | 0.0001 | -0.0035 | 0.0318 | -0.1382 | 0.3288 | 0.98068 | 2.735 | 0.00022803 | 0.76922 | 0.00022803 | 0.98068 | 2.735 | 0.00022803 | 0.76922 | 0.00022803 | null | null | null | null | null | 40.2 | 4445 | 4663 | 0 | 4.65 | 4.34 | null | null | null | null | null | 224.9719 | 214.4542 | 4.93 | 4.23 | 1.5e-05 | 1 | 0.2 | 0.5 | 0 | 1 | 1 | 0 | 1 | 0 | 0 | 0 | 2 | 1.35 | 1 | Coriolis | null | null | null | null
| F050H | 206 | 2 | 0.7 | 0.35 | 0.5 | 0.25 | null | null | 0.2 | 0.1 | 0.15 | 0.075 | 0.1 | 0.05 | 2 | 1 | 1 | 0.5 | 0.012 | 1.174 | 50 | 2.2667 | 4 | 0.5 | 0 | 0 | 0 | 0.00175 | 0.0001 | 2160 | 135 | 1530 | -100 | 204.4444 | 0.05667 | 1.1333 | 1.5867 | 0.001512 | 2 | 0.008763 |  | 0.47845 | 0.0381 | 4 | 87 | 1.524e-06 | 0.0001 | -0.0035 | 0.0318 | -0.1382 | 0.3288 | 0.75817 | 3.5425 | 0.00018057 | 1.1301 | 6.2006e-05 | 0.75817 | 3.5425 | 0.00018057 | 1.1301 | 6.2006e-05 | null | null | null | null | null | 59.2 | 4417 | 4988 | 450 | 2.79 | 2.79 | null | null | null | null | null | 226.398 | 200.4812 | 4.57 | 4.23 | 4.5e-05 | 1 | 0.2 | 0.5 | 0 | 1 | 1 | 0 | 1 | 0 | 0 | 1 | 6 | 3.51 | 1 | Coriolis | 0.5 | 0.2 | null | null
| F050A | 208 | 1 | 0.7 | 0.35 | 0.5 | 0.25 | null | null | 0.2 | 0.1 | 0.15 | 0.075 | 0.1 | 0.05 | 2 | 1 | 1 | 0.5 | 0.02 | 1.174 | 50 | 2.2667 | 4 | 0.5 | 0 | 0 | 0 | 0.00175 | 0.0001 | 1450 | 135 | 1530 | -40 | 350 | 0.05667 | 1.1333 | 1.5867 | 0.001512 | 2 | 0.008763 |  | 0.47845 | 0.0381 | 4 | 87 | 1.524e-06 | 0.0001 | -0.0035 | 0.0318 | -0.1382 | 0.3288 | 0.75817 | 3.5425 | 0.00018057 | 1.1301 | 6.2006e-05 | 0.75817 | 3.5425 | 0.00018057 | 1.1301 | 6.2006e-05 | null | null | null | null | null | 61.6 | 4358 | 4915 | 0 | 4.5 | 4.25 | null | null | null | null | null | 229.4631 | 203.4588 | 4.57 | 4.23 | 4.5e-05 | 1 | 0.2 | 0.5 | 0 | 1 | 1 | 0 | 1 | 0 | 1 | 1 | 6 | 4.33 | 1 | Coriolis | null | null | null | null
| F050B | 209 | 2 | 0.7 | 0.35 | 0.5 | 0.25 | null | null | 0.2 | 0.1 | 0.15 | 0.075 | 0.1 | 0.05 | 2 | 1 | 1 | 0.5 | 0.02 | 1.174 | 50 | 2.2667 | 4 | 0.5 | 0 | 0 | 0 | 0.00175 | 0.0001 | 2160 | 135 | 1530 | -40 | 350 | 0.05667 | 1.1333 | 1.5867 | 0.001512 | 2 | 0.008763 |  | 0.47845 | 0.0381 | 4 | 87 | 1.524e-06 | 0.0001 | -0.0035 | 0.0318 | -0.1382 | 0.3288 | 0.75817 | 3.5425 | 0.00018057 | 1.1301 | 6.2006e-05 | 0.75817 | 3.5425 | 0.00018057 | 1.1301 | 6.2006e-05 | null | null | null | null | null | 58.8 | 4478 | 5046 | 0 | 2.79 | 2.79 | null | null | null | null | null | 223.314 | 198.1768 | 4.57 | 4.23 | 4.5e-05 | 1 | 0.2 | 0.5 | 0 | 1 | 1 | 0 | 1 | 0 | 1 | 1 | 6 | 5.15 | 1 | Coriolis | null | null | null | null
| F050P | 207 | 1 | 0.7 | 0.35 | 0.5 | 0.25 | null | null | 0.2 | 0.1 | 0.15 | 0.075 | 0.1 | 0.05 | 2 | 1 | 1 | 0.5 | 0.02 | 0.6352 | 50 | 2.2667 | 4 | 0.5 | 0 | 0 | 0 | 0.00175 | 0.0001 | 5802 | 135 | 1530 | -100 | 204.4444 | 0.05667 | 1.1333 | 1.5867 | 0.001512 | 2 | 0.0066294 |  | 0.47845 | 0.0381 | 4 | 87 | 1.524e-06 | 0.0001 | -0.0035 | 0.0318 | -0.1382 | 0.3288 | 0.75817 | 3.5425 | 0.00018057 | 1.1301 | 6.2006e-05 | 0.75817 | 3.5425 | 0.00018057 | 1.1301 | 6.2006e-05 | null | null | null | null | null | 139.7 | 4117 | 4284 | 0 | 4.5 | 4.25 | null | null | null | null | null | 242.8953 | 233.4267 | 4.57 | 4.23 | 4.5e-05 | 1 | 0.2 | 0.5 | 0 | 1 | 1 | 0 | 1 | 0 | 0 | 1 | 6 | 2.97 | 1 | Coriolis | null | null | null | null
| F050S | 205 | 1 | 0.7 | 0.35 | 0.5 | 0.25 | null | null | 0.2 | 0.1 | 0.15 | 0.075 | 0.1 | 0.05 | 2 | 1 | 1 | 0.5 | 0.012 | 1.174 | 50 | 2.2667 | 4 | 0.5 | 0 | 0 | 0 | 0.00175 | 0.0001 | 1450 | 135 | 1530 | -100 | 204.4444 | 0.05667 | 1.1333 | 1.5867 | 0.001512 | 2 | 0.008763 |  | 0.47845 | 0.0381 | 4 | 87 | 1.524e-06 | 0.0001 | -0.0035 | 0.0318 | -0.1382 | 0.3288 | 0.75817 | 3.5425 | 0.00018057 | 1.1301 | 6.2006e-05 | 0.75817 | 3.5425 | 0.00018057 | 1.1301 | 6.2006e-05 | null | null | null | null | null | 61.5 | 4323 | 4884 | 450 | 4.5 | 4.25 | null | null | null | null | null | 231.3208 | 204.7502 | 4.57 | 4.23 | 4.5e-05 | 1 | 0.2 | 0.5 | 0 | 1 | 1 | 0 | 1 | 0 | 0 | 0 | 2 | 1.35 | 1 | Coriolis | 0.5 | 0.2 | null | null
| F100S | 210 | 1 | 0.7 | 0.35 | 0.5 | 0.25 | null | null | 0.2 | 0.1 | 0.15 | 0.075 | 0.1 | 0.05 | 2 | 1 | 1 | 0.5 | 0.05 | 4.566 | 50 | 9.0694 | 6 | 1 | 0 | 0 | 0 | 0.00175 | 0.0001 | 1450 | 109 | 1281 | -100 | 204.4444 | 0.22683 | 4.5367 | 6.3513 | 0.0060479 | 2 | 0.016434 |  | 0.63748 | 0.0508 | 4 | 87 | 1.524e-06 | 0.0001 | -0.0035 | 0.0318 | -0.1382 | 0.3288 | 4.9589 | 27.3965 | 0.033041 | 7.6755 | 0.0035848 | 0.63625 | 10.1808 | 0.0012907 | 1.6872 | 3.4442e-05 | null | null | null | null | null | 272.3 | 3663 | 4331 | 500 | 4.67 | 4.4 | null | null | null | null | null | 273.0003 | 230.8936 | 4.61 | 4.25 | 0.00018 | 1 | 0.2 | 0.5 | 0 | 1 | 1 | 0 | 1 | 0 | 0 | 0 | 2 | 1.35 | 1 | Coriolis | 0.5 | 0.2 | null | null
| F100H | 211 | 2 | 0.7 | 0.35 | 0.5 | 0.25 | null | null | 0.2 | 0.1 | 0.15 | 0.075 | 0.1 | 0.05 | 2 | 1 | 1 | 0.5 | 0.05 | 4.566 | 50 | 9.0694 | 6 | 1 | 0 | 0 | 0 | 0.00175 | 0.0001 | 2160 | 109 | 1281 | -100 | 204.4444 | 0.22683 | 4.5367 | 6.3513 | 0.0060479 | 2 | 0.016434 |  | 0.63748 | 0.0508 | 4 | 87 | 1.524e-06 | 0.0001 | -0.0035 | 0.0318 | -0.1382 | 0.3288 | 4.9589 | 27.3965 | 0.033041 | 7.6755 | 0.0035848 | 0.63625 | 10.1808 | 0.0012907 | 1.6872 | 3.4442e-05 | null | null | null | null | null | 289.3 | 3640 | 4262 | 500 | 2.79 | 2.79 | null | null | null | null | null | 274.7253 | 234.6316 | 3.12 | 2.79 | 0.00018 | 1 | 0.2 | 0.5 | 0 | 1 | 1 | 0 | 1 | 0 | 0 | 1 | 6 | 3.51 | 1 | Coriolis | 0.5 | 0.2 | null | null
| F100A | 212 | 1 | 0.7 | 0.35 | 0.5 | 0.25 | null | null | 0.2 | 0.1 | 0.15 | 0.075 | 0.1 | 0.05 | 2 | 1 | 1 | 0.5 | 0.08 | 4.566 | 50 | 9.0694 | 6 | 1 | 0 | 0 | 0 | 0.00175 | 0.0001 | 1450 | 109 | 1281 | -40 | 350 | 0.22683 | 4.5367 | 6.3513 | 0.0060479 | 2 | 0.016434 |  | 0.63748 | 0.0508 | 4 | 87 | 1.524e-06 | 0.0001 | -0.0035 | 0.0318 | -0.1382 | 0.3288 | 4.9589 | 27.3965 | 0.033041 | 7.6755 | 0.0035848 | 0.63625 | 10.1808 | 0.0012907 | 1.6872 | 3.4442e-05 | null | null | null | null | null | 271.7 | 3686 | 4355 | 0 | 4.67 | 4.4 | null | null | null | null | null | 271.2968 | 229.6211 | 4.61 | 4.25 | 0.00018 | 1 | 0.2 | 0.5 | 0 | 1 | 1 | 0 | 1 | 0 | 1 | 1 | 6 | 4.33 | 1 | Coriolis | null | null | null | null
| F100B | 213 | 2 | 0.7 | 0.35 | 0.5 | 0.25 | null | null | 0.2 | 0.1 | 0.15 | 0.075 | 0.1 | 0.05 | 2 | 1 | 1 | 0.5 | 0.08 | 4.566 | 50 | 9.0694 | 6 | 1 | 0 | 0 | 0 | 0.00175 | 0.0001 | 2160 | 109 | 1281 | -40 | 350 | 0.22683 | 4.5367 | 6.3513 | 0.0060479 | 2 | 0.016434 |  | 0.63748 | 0.0508 | 4 | 87 | 1.524e-06 | 0.0001 | -0.0035 | 0.0318 | -0.1382 | 0.3288 | 4.9589 | 27.3965 | 0.033041 | 7.6755 | 0.0035848 | 0.63625 | 10.1808 | 0.0012907 | 1.6872 | 3.4442e-05 | null | null | null | null | null | 293.1 | 3653 | 4269 | 0 | 2.79 | 2.79 | null | null | null | null | null | 273.7476 | 234.2469 | 4.61 | 4.25 | 0.00018 | 1 | 0.2 | 0.5 | 0 | 1 | 1 | 0 | 1 | 0 | 1 | 1 | 6 | 5.15 | 1 | Coriolis | null | null | null | null
| F100P | 218 | 2 | 0.7 | 0.35 | 0.5 | 0.25 | null | null | 0.2 | 0.1 | 0.15 | 0.075 | 0.1 | 0.05 | 10 | 5 | 5 | 2.5 | 0.08 | 3.88 | 20 | 7.76 | 6 | 1 | 0 | 0 | 0 | 0.00175 | 0.0001 | 6250 | 109 | 1281 | -100 | 204.4444 | 0.0388 | 3.88 | 7.76 | 0.0060479 | 2 | 0.01389 |  | 0.63748 | 0.0508 | 4 | 87 | 1.524e-06 | 0.0001 | -0.0035 | 0.0318 | -0.1382 | 0.3288 | 4.9589 | 27.3965 | 0.033041 | 7.6755 | 0.0035848 | 0.63625 | 10.1808 | 0.0012907 | 1.6872 | 3.4442e-05 | null | null | null | null | null | 640.4 | 3585 | 3814 | 0 | 2.79 | 2.79 | null | null | null | null | null | 278.94 | 262.1919 | 3.12 | 2.79 | 0.00018 | 1 | 0.2 | 0.5 | 0 | 1 | 1 | 0 | 1 | 0 | 0 | 0 | 6 | 2.97 | 1 | Coriolis | 5 | 2.5 | null | null
| F200S | 214 | 1 | 0.7 | 0.35 | 0.5 | 0.25 | null | null | 0.2 | 0.1 | 0.15 | 0.075 | 0.1 | 0.05 | 2 | 1 | 1 | 0.5 | 0.16 | 14.49 | 50 | 24.1944 | 8 | 2 | -0.001 | -0.001 | -3e-05 | 0.00175 | 0.0001 | 1450 | 64 | 760 | -100 | 204.4444 | 0.60483 | 12.0967 | 16.9353 | 0.019353 | 2 | 0.026873 |  | 0.59887 | 0.16637 | 1 | 180 | 1.524e-06 | 0.0001 | -0.0035 | 0.0318 | -0.1382 | 0.3288 | 0.72961 | 7.9265 | 0.00076278 | 0.46568 | 3.2378e-06 | 0.72961 | 7.9265 | 0.00076278 | 0.46568 | 3.2378e-06 | null | null | null | null | null | 1529 | 3400 | 3914 | 6000 | 4.28 | 4.33 | null | null | null | null | null | 294.1176 | 255.4931 | 2.81 | 2.77 | 0.00059 | 1 | 0.2 | 0.5 | 0 | 1 | 1 | 0 | 1 | 0 | 0 | 0 | 2 | 1.35 | 1 | Coriolis | 0.5 | 0.2 | null | null
| F200H | 215 | 2 | 0.7 | 0.35 | 0.5 | 0.25 | null | null | 0.2 | 0.1 | 0.15 | 0.075 | 0.1 | 0.05 | 2 | 1 | 1 | 0.5 | 0.16 | 14.49 | 50 | 24.1944 | 8 | 2 | -0.001 | -0.001 | -3e-05 | 0.00175 | 0.0001 | 2160 | 64 | 760 | -100 | 204.4444 | 0.60483 | 12.0967 | 16.9353 | 0.019353 | 2 | 0.026873 |  | 0.59887 | 0.16637 | 1 | 180 | 1.524e-06 | 0.0001 | -0.0035 | 0.0318 | -0.1382 | 0.3288 | 0.72961 | 7.9265 | 0.00076278 | 0.46568 | 3.2378e-06 | 0.72961 | 7.9265 | 0.00076278 | 0.46568 | 3.2378e-06 | null | null | null | null | null | 1546 | 3418 | 3916 | 6000 | 2.79 | 2.79 | null | null | null | null | null | 292.5688 | 255.3626 | 2.81 | 2.77 | 0.00059 | 1 | 0.2 | 0.5 | 0 | 1 | 1 | 0 | 1 | 0 | 0 | 1 | 6 | 3.51 | 1 | Coriolis | 0.5 | 0.2 | null | null
| F300H | 217 | 2 | 0.7 | 0.35 | 0.5 | 0.25 | null | null | 0.2 | 0.1 | 0.15 | 0.075 | 0.1 | 0.05 | 2 | 1 | 1 | 0.5 | 0.5 | 40.05 | 50 | 75.5556 | 9 | 3 | -0.001 | -0.001 | -3e-05 | 0.004 | 0.0001 | 2160 | 256 | 2630 | -100 | 204.4444 | 1.89 | 37.8 | 52.92 | 0.060479 | 2 | 0.040234 |  | 0.63729 | 0.1651 | 1 | 108 | 1.524e-06 | 0.0001 | -0.0035 | 0.0318 | -0.1382 | 0.3288 | 0.46461 | 2.3542 | 0.00035061 | 0.43027 | 4.0674e-06 | 0.46461 | 2.3542 | 0.00035061 | 0.43027 | 4.0674e-06 | null | null | null | null | null | 9139 | 2126 | 2496 | 30000 | 2.79 | 2.79 | null | null | null | null | null | 470.3669 | 400.641 | 3.03 | 7 | 0.00018 | 1 | 0.2 | 0.5 | 0 | 1 | 1 | 0 | 1 | 0 | 0 | 1 | 6 | 3.51 | 1 | Coriolis | 0.5 | 0.2 | null | null
| F300S | 216 | 1 | 0.7 | 0.35 | 0.5 | 0.25 | null | null | 0.2 | 0.1 | 0.15 | 0.075 | 0.1 | 0.05 | 2 | 1 | 1 | 0.5 | 0.5 | 40.06 | 50 | 75.5556 | 9 | 3 | -0.001 | -0.001 | -3e-05 | 0.004 | 0.0001 | 1450 | 256 | 2630 | -100 | 204.4444 | 1.89 | 37.8 | 52.92 | 0.060479 | 2 | 0.040234 |  | 0.63729 | 0.1651 | 1 | 108 | 1.524e-06 | 0.0001 | -0.0035 | 0.0318 | -0.1382 | 0.3288 | 0.46461 | 2.3542 | 0.00035061 | 0.43027 | 4.0674e-06 | 0.46461 | 2.3542 | 0.00035061 | 0.43027 | 4.0674e-06 | null | null | null | null | null | 7947 | 2117 | 2544 | 30000 | 4.52 | 4.7 | null | null | null | null | null | 472.3666 | 393.0818 | 4.58 | 4.68 | 0.00018 | 1 | 0.2 | 0.5 | 0 | 1 | 1 | 0 | 1 | 0 | 0 | 0 | 2 | 1.35 | 1 | Coriolis | 0.5 | 0.2 | null | null
| F300S+ | 220 | 1 | 0.7 | 0.35 | 0.5 | 0.25 | null | null | 0.2 | 0.1 | 0.15 | 0.075 | 0.1 | 0.05 | 2 | 1 | 1 | 0.5 | 0.33 | 41.25 | 30 | 77.1115 | 9 | 3 | -0.0012 | -0.0012 | -1e-05 | 0.0007 | 0.0001 | 1450 | null | null | -100 | 204 | 1.5417 | 30.8333 | 43.176 | 0.03855 | 2 | 0.040234 | 1.554 | 0.87216 | 0.1524 | 4 | 60 | 1.524e-06 | 0.0001 | -0.0035 | 0.0318 | -0.1382 | 0.3288 | 0.46461 | 2.3542 | 0.00035061 | 0.43027 | 4.0674e-06 | 0.46461 | 2.3542 | 0.00035061 | 0.43027 | 4.0674e-06 | null | null | null | null | null | 4873.2 | 2850.5 | 3448.1 | 10791 | 4.54 | 4.53 | null | null | null | null | null | 350.8 | 290 | 0 | 0 |  | 1 | 0.2 | 0.5 | 0 | 1 | 1 | 0 | 1 | 0 | 0 | 0 | 2 | 1.35 | 1 | Coriolis | 0.5 | 0.2 | null | null
H-Series | H025F | 301 | 1 | 0.7 | 0.35 | 0.5 | 0.25 | null | null | 0.15 | 0.05 | 0.1 | 0.05 | null | null | 2 | 1 | 1 | 0.5 | 0.002 | 0.3794 | 50 | 0.75556 | 2 | 0.25 | -0.001 | -0.001 | 0 | 0.00175 | 0.0001 | 1015 | 166 | 1884 | -100 | 204.4444 | 0.01892 | 0.37833 | 0.52967 | 0.00049139 | 2 | 0.005334 |  | 0.37037 | 0.0254 | 4 | 87 | 1.524e-06 | 0.0001 | -0.0035 | 0.0318 | -0.1382 | 0.3288 | 0.98068 | 2.735 | 0.00022803 | 0.76922 | 0.00022803 | 0.98068 | 2.735 | 0.00022803 | 0.76922 | 0.00022803 | null | null | null | null | null | 37.6 | 6325.391 | 6655.827 | 0 | 4.65 | 4.34 | null | null | null | null | null | 158.093 | 150.2443 | 0 | 0 | 1.5e-05 | 1 | 0.2 | 0.5 | 0 | 0 | 1 | 1 | 1 | 0 | 0 | 1 | 6 | 3.65 | 1 | Coriolis | 0.5 | 0.2 | null | null
| H025S | 300 | 1 | 0.7 | 0.35 | 0.5 | 0.25 | null | null | 0.15 | 0.05 | 0.1 | 0.05 | null | null | 2 | 1 | 1 | 0.5 | 0.002 | 0.3794 | 50 | 0.75556 | 2 | 0.25 | -0.001 | -0.001 | 0 | 0.00175 | 0.0001 | 1450 | 166 | 1884 | -100 | 204.4444 | 0.01892 | 0.37833 | 0.52967 | 0.00049139 | 2 | 0.005334 |  | 0.37037 | 0.0254 | 4 | 87 | 1.524e-06 | 0.0001 | -0.0035 | 0.0318 | -0.1382 | 0.3288 | 0.98068 | 2.735 | 0.00022803 | 0.76922 | 0.00022803 | 0.98068 | 2.735 | 0.00022803 | 0.76922 | 0.00022803 | null | null | null | null | null | 39.4 | 6095.743 | 6413.146 | 0 | 4.65 | 4.34 | null | null | null | null | null | 164.0489 | 155.9333 | 0 | 0 | 1.5e-05 | 1 | 0.2 | 0.5 | 0 | 0 | 1 | 1 | 1 | 0 | 0 | 0 | 3 | 2.71 | 1 | Coriolis | 0.5 | 0.2 | null | null
| H050F | 303 | 1 | 0.7 | 0.35 | 0.5 | 0.25 | null | null | 0.15 | 0.05 | 0.1 | 0.05 | null | null | 2 | 1 | 1 | 0.5 | 0.012 | 1.174 | 50 | 2.2667 | 4 | 0.5 | -0.001 | -0.001 | -3e-05 | 0.00175 | 0.0001 | 1015 | 135 | 1530 | -100 | 204.4444 | 0.05667 | 1.1333 | 1.5867 | 0.001512 | 2 | 0.008763 |  | 0.47845 | 0.0381 | 4 | 87 | 1.524e-06 | 0.0001 | -0.0035 | 0.0318 | -0.1382 | 0.3288 | 0.75817 | 3.5425 | 0.00018057 | 1.1301 | 6.2006e-05 | 0.75817 | 3.5425 | 0.00018057 | 1.1301 | 6.2006e-05 | null | null | null | null | null | 44.44 | 5855.948 | 6518.17 | 450 | 4.5 | 4.25 | null | null | null | null | null | 170.7665 | 153.4173 | 0 | 0 | 4.5e-05 | 1 | 0.2 | 0.5 | 0 | 0 | 1 | 1 | 1 | 0 | 0 | 1 | 6 | 3.65 | 1 | Coriolis | 0.5 | 0.2 | null | null
| H050S | 302 | 1 | 0.7 | 0.35 | 0.5 | 0.25 | null | null | 0.15 | 0.05 | 0.1 | 0.05 | null | null | 2 | 1 | 1 | 0.5 | 0.012 | 1.174 | 50 | 2.2667 | 4 | 0.5 | -0.001 | -0.001 | -3e-05 | 0.00175 | 0.0001 | 1450 | 135 | 1530 | -100 | 204.4444 | 0.05667 | 1.1333 | 1.5867 | 0.001512 | 2 | 0.008763 |  | 0.47845 | 0.0381 | 4 | 87 | 1.524e-06 | 0.0001 | -0.0035 | 0.0318 | -0.1382 | 0.3288 | 0.75817 | 3.5425 | 0.00018057 | 1.1301 | 6.2006e-05 | 0.75817 | 3.5425 | 0.00018057 | 1.1301 | 6.2006e-05 | null | null | null | null | null | 47.681 | 5731.402 | 6433.185 | 450 | 4.5 | 4.25 | null | null | null | null | null | 174.4774 | 155.4485 | 0 | 0 | 4.5e-05 | 1 | 0.2 | 0.5 | 0 | 0 | 1 | 1 | 1 | 0 | 0 | 0 | 3 | 2.71 | 1 | Coriolis | 0.5 | 0.2 | null | null
| H100F | 305 | 1 | 0.7 | 0.35 | 0.5 | 0.25 | null | null | 0.15 | 0.05 | 0.1 | 0.05 | null | null | 2 | 1 | 1 | 0.5 | 0.05 | 4.566 | 50 | 9.0694 | 6 | 1 | -0.001 | -0.001 | -4e-05 | 0.00175 | 0.0001 | 1015 | 109 | 1281 | -100 | 204.4444 | 0.22685 | 4.5367 | 6.3513 | 0.0060479 | 2 | 0.016434 |  | 0.63748 | 0.0508 | 4 | 87 | 1.524e-06 | 0.0001 | -0.0035 | 0.0318 | -0.1382 | 0.3288 | 4.9589 | 27.3965 | 0.033041 | 7.6755 | 0.0035848 | 0.87253 | 7.4483 | 0.0008474 | 1.0329 | 3.5215e-05 | null | null | null | null | null | 222.87 | 5824.935 | 6529.41 | 500 | 4.67 | 4.4 | null | null | null | null | null | 171.6757 | 153.1628 | 0 | 0 | 0.00018 | 1 | 0.2 | 0.5 | 0 | 0 | 1 | 1 | 1 | 0 | 0 | 1 | 6 | 3.65 | 1 | Coriolis | 0.5 | 0.2 | null | null
| H100S | 304 | 1 | 0.7 | 0.35 | 0.5 | 0.25 | null | null | 0.15 | 0.05 | 0.1 | 0.05 | null | null | 2 | 1 | 1 | 0.5 | 0.05 | 4.566 | 50 | 9.0694 | 6 | 1 | -0.001 | -0.001 | -4e-05 | 0.00175 | 0.0001 | 1450 | 109 | 1281 | -100 | 204.4444 | 0.22685 | 4.5367 | 6.3513 | 0.0060479 | 2 | 0.016434 |  | 0.63748 | 0.0508 | 4 | 87 | 1.524e-06 | 0.0001 | -0.0035 | 0.0318 | -0.1382 | 0.3288 | 4.9589 | 27.3965 | 0.033041 | 7.6755 | 0.0035848 | 0.87253 | 7.4483 | 0.0008474 | 1.0329 | 3.5215e-05 | null | null | null | null | null | 217.99 | 5641.12 | 6520.857 | 500 | 4.67 | 4.4 | null | null | null | null | null | 177.2698 | 153.3541 | 0 | 0 | 0.00018 | 1 | 0.2 | 0.5 | 0 | 0 | 1 | 1 | 1 | 0 | 0 | 0 | 3 | 2.71 | 1 | Coriolis | 0.5 | 0.2 | null | null
| H200F | 307 | 1 | 0.7 | 0.35 | 0.5 | 0.25 | null | null | 0.15 | 0.05 | 0.1 | 0.05 | null | null | 2 | 1 | 1 | 0.5 | 0.16 | 8.58 | 50 | 17.7667 | 8 | 2 | -0.001 | -0.001 | -3e-05 | 0.00175 | 0.0001 | 1015 | 64 | 760 | -100 | 204.4444 | 0.60483 | 12.0967 | 16.9353 | 0.019353 | 2 | 0.026873 |  | 0.59887 | 0.16637 | 1 | 180 | 1.524e-06 | 0.0001 | -0.0035 | 0.0318 | -0.1382 | 0.3288 | 3.1172 | 54.0855 | 0.00034414 | 3.9563 | 3.6232e-05 | 3.1172 | 54.0855 | 0.00034414 | 3.9563 | 3.6232e-05 | null | null | null | null | null | 1451.2 | 3405.543 | 3942.521 | 6000 | 4.56 | 4.5 | null | null | null | null | null | 293.6389 | 253.6448 | 0 | 0 | 0.00059 | 1 | 0.2 | 0.5 | 0 | 0 | 1 | 1 | 1 | 0 | 0 | 1 | 6 | 3.65 | 1 | Coriolis | 0.5 | 0.2 | null | null
| H200S | 306 | 1 | 0.7 | 0.35 | 0.5 | 0.25 | null | null | 0.15 | 0.05 | 0.1 | 0.05 | null | null | 2 | 1 | 1 | 0.5 | 0.16 | 14.49 | 50 | 24.1944 | 8 | 2 | -0.001 | -0.001 | -3e-05 | 0.00175 | 0.0001 | 1450 | 64 | 760 | -100 | 204.4444 | 0.60483 | 12.0967 | 16.9353 | 0.019353 | 2 | 0.026873 |  | 0.59887 | 0.16637 | 1 | 180 | 1.524e-06 | 0.0001 | -0.0035 | 0.0318 | -0.1382 | 0.3288 | 0.72961 | 7.9265 | 0.00076278 | 0.46568 | 3.2378e-06 | 0.72961 | 7.9265 | 0.00076278 | 0.46568 | 3.2378e-06 | null | null | null | null | null | 1491.7 | 3397.735 | 3922.156 | 6000 | 4.56 | 4.5 | null | null | null | null | null | 294.3141 | 254.972 | 0 | 0 | 0.00059 | 1 | 0.2 | 0.5 | 0 | 0 | 1 | 1 | 1 | 0 | 0 | 0 | 3 | 2.71 | 1 | Coriolis | 0.5 | 0.2 | null | null
| H300F | 309 | 1 | 0.7 | 0.35 | 0.5 | 0.25 | null | null | 0.15 | 0.05 | 0.1 | 0.05 | null | null | 2 | 1 | 1 | 0.5 | 0.5 | 40.06 | 50 | 75.5556 | 9 | 3 | -0.001 | -0.001 | -3e-05 | 0.004 | 0.0001 | 1015 | 256 | 2630 | -100 | 204.4444 | 1.89 | 37.8 | 52.92 | 0.060479 | 2 | 0.040234 |  | 0.63729 | 0.1651 | 1 | 108 | 1.524e-06 | 0.0001 | -0.0035 | 0.0318 | -0.1382 | 0.3288 | 0.46461 | 2.3542 | 0.00035061 | 0.43027 | 4.0674e-06 | 0.46461 | 2.3542 | 0.00035061 | 0.43027 | 4.0674e-06 | null | null | null | null | null | 8121.6 | 2102.151 | 2517.21 | 30000 | 4.52 | 4.7 | null | null | null | null | null | 475.7032 | 397.2984 | 0 | 0 | 0.00166 | 1 | 0.2 | 0.5 | 0 | 0 | 1 | 1 | 1 | 0 | 0 | 1 | 6 | 3.65 | 1 | Coriolis | 0.5 | 0.2 | null | null
| H300S | 308 | 1 | 0.7 | 0.35 | 0.5 | 0.25 | null | null | 0.15 | 0.05 | 0.1 | 0.05 | null | null | 2 | 1 | 1 | 0.5 | 0.5 | 40.06 | 50 | 75.5556 | 9 | 3 | -0.001 | -0.001 | -3e-05 | 0.004 | 0.0001 | 1450 | 256 | 2630 | -100 | 204.4444 | 1.89 | 37.8 | 52.92 | 0.060479 | 2 | 0.040234 |  | 0.63729 | 0.1651 | 1 | 108 | 1.524e-06 | 0.0001 | -0.0035 | 0.0318 | -0.1382 | 0.3288 | 0.46461 | 2.3542 | 0.00035061 | 0.43027 | 4.0674e-06 | 0.46461 | 2.3542 | 0.00035061 | 0.43027 | 4.0674e-06 | null | null | null | null | null | 8142.9 | 2100.991 | 2518.407 | 30000 | 4.52 | 4.7 | null | null | null | null | null | 475.9661 | 397.1406 | 0 | 0 | 0.00166 | 1 | 0.2 | 0.5 | 0 | 0 | 1 | 1 | 1 | 0 | 0 | 0 | 3 | 2.71 | 1 | Coriolis | 0.5 | 0.2 | null | null
| H300F+ | 310 | 1 | 0.7 | 0.35 | 0.5 | 0.25 | null | null | 0.15 | 0.05 | 0.1 | 0.05 | null | null | 2 | 1 | 1 | 0.5 | 0.33 | 41.25 | 30 | 77.1115 | 9 | 3 | -0.0012 | -0.0012 | -1e-05 | 0.0007 | 0.0001 | 1015 | null | null | -100 | 204 | 1.5417 | 30.8333 | 43.176 | 0.03855 | 2 | 0.040234 | 1.554 | 0.87216 | 0.1524 | 4 | 60 | 1.524e-06 | 0.0001 | -0.0035 | 0.0318 | -0.1382 | 0.3288 | 0.46461 | 2.3542 | 0.00035061 | 0.43027 | 4.0674e-06 | 0.46461 | 2.3542 | 0.00035061 | 0.43027 | 4.0674e-06 | null | null | null | null | null | 4873.2 | 2850.5 | 3448.1 | 10791 | 4.54 | 4.53 | null | null | null | null | null | 350.8 | 290 | 0 | 0 |  | 1 | 0.2 | 0.5 | 1 | 1 | 1 | 1 | 1 | 0 | 0 | 0 | 6 | 3.65 | 1 | Coriolis | 0.5 | 0.2 | null | null
| H300S+ | 311 | 1 | 0.7 | 0.35 | 0.5 | 0.25 | null | null | 0.15 | 0.05 | 0.1 | 0.05 | null | null | 2 | 1 | 1 | 0.5 | 0.33 | 41.25 | 30 | 77.1115 | 9 | 3 | -0.0012 | -0.0012 | -1e-05 | 0.0007 | 0.0001 | 1450 | null | null | -100 | 204 | 1.5417 | 30.8333 | 43.176 | 0.03855 | 2 | 0.040234 | 1.554 | 0.87216 | 0.1524 | 4 | 60 | 1.524e-06 | 0.0001 | -0.0035 | 0.0318 | -0.1382 | 0.3288 | 0.46461 | 2.3542 | 0.00035061 | 0.43027 | 4.0674e-06 | 0.46461 | 2.3542 | 0.00035061 | 0.43027 | 4.0674e-06 | null | null | null | null | null | 4873.2 | 2850.5 | 3448.1 | 10791 | 4.54 | 4.53 | null | null | null | null | null | 350.8 | 290 | 0 | 0 |  | 1 | 0.2 | 0.5 | 1 | 1 | 1 | 1 | 1 | 0 | 0 | 0 | 3 | 2.71 | 1 | Coriolis | 0.5 | 0.2 | null | null
R-Series | R025P | 401 | 1 | 1 | 0.5 | 0.75 | 0.5 | null | null | 0.5 | 0.25 | null | null | null | null | null | null | null | null | 0.01 | 0.3794 | 25 | 0.75556 | 2 | 0.25 | 0 | 0 | 0 | 0.00175 | 0.0001 | 2291 | null | null | -100 | 150 | 0.01892 | 0.37833 | 0.52967 | 0.00075599 | 2 | 0.005334 |  | 0.37037 | 0.0254 | 4 | 87 | 1.524e-06 | 0.0001 | -0.0035 | 0.0318 | -0.1382 | 0.3288 | 0.98068 | 2.735 | 0.00022803 | 0.76922 | 0.00022803 | 0.98068 | 2.735 | 0.00022803 | 0.76922 | 0.00022803 | null | null | null | null | null | 26.855 | 6240.825 | 6559.104 | 0 | 4.65 | 4.34 | null | null | null | null | null | 160.2352 | 152.4598 | 4.57 | 4.23 | 2.3e-05 | 1 | 0.2 | 0.5 | 0 | 0 | 0 | 0 | 1 | 0 | 0 | 1 | 6 | 6 | 0 | Coriolis | null | null | null | null
| R025S | 400 | 1 | 1 | 0.5 | 0.75 | 0.5 | null | null | 0.5 | 0.1 | 0.4 | 0.1 | null | null | 10 | 1 | 3 | 1 | 0.0065 | 0.3794 | 25 | 0.75556 | 2 | 0.25 | 0 | 0 | 0 | 0.00175 | 0.0001 | 1450 | null | null | -100 | 150 | 0.01892 | 0.37833 | 0.52967 | 0.00075599 | 2 | 0.005334 |  | 0.37037 | 0.0254 | 4 | 87 | 1.524e-06 | 0.0001 | -0.0035 | 0.0318 | -0.1382 | 0.3288 | 0.98068 | 2.735 | 0.00022803 | 0.76922 | 0.00022803 | 0.98068 | 2.735 | 0.00022803 | 0.76922 | 0.00022803 | null | null | null | null | null | 27.563 | 6187.615 | 6498.536 | 0 | 4.65 | 4.34 | null | null | null | null | null | 161.6132 | 153.8935 | 4.57 | 4.23 | 2.3e-05 | 1 | 0.2 | 0.5 | 0 | 0 | 0 | 0 | 1 | 0 | 0 | 0 | 5 | 1.49 | 0 | Coriolis | null | null | null | null
| R050S | 402 | 1 | 1 | 0.5 | 0.75 | 0.5 | null | null | 0.5 | 0.1 | 0.4 | 0.1 | null | null | 10 | 1 | 3 | 1 | 0.02 | 1.174 | 25 | 2.2667 | 4 | 0.5 | 0 | 0 | 0 | 0.00175 | 0.0001 | 1494 | null | null | -100 | 150 | 0.05667 | 1.1333 | 1.5867 | 0.002268 | 2 | 0.008763 |  | 0.47845 | 0.0381 | 4 | 87 | 1.524e-06 | 0.0001 | -0.0035 | 0.0318 | -0.1382 | 0.3288 | 0.75817 | 3.5425 | 0.00018057 | 1.1301 | 6.2006e-05 | 0.75817 | 3.5425 | 0.00018057 | 1.1301 | 6.2006e-05 | null | null | null | null | null | 46.607 | 5803.84 | 6518.272 | 0 | 4.5 | 4.25 | null | null | null | null | null | 172.2997 | 153.4149 | 4.57 | 4.23 | 6.9e-05 | 1 | 0.2 | 0.5 | 0 | 0 | 0 | 0 | 1 | 0 | 0 | 0 | 5 | 1.49 | 0 | Coriolis | null | null | null | null
| R100S | 403 | 1 | 1 | 0.5 | 0.75 | 0.5 | null | null | 0.5 | 0.1 | 0.4 | 0.1 | null | null | 10 | 1 | 3 | 1 | 0.08 | 4.566 | 25 | 9.0694 | 6 | 1 | 0 | 0 | 0 | 0.00175 | 0.0001 | 1450 | null | null | -100 | 150 | 0.22683 | 4.5367 | 6.3513 | 0.0090718 | 2 | 0.016434 |  | 0.63748 | 0.0508 | 4 | 87 | 1.524e-06 | 0.0001 | -0.0035 | 0.0318 | -0.1382 | 0.3288 | 4.9589 | 27.3965 | 0.033041 | 7.6755 | 0.0035848 | 0.63625 | 10.1808 | 0.0012907 | 1.6872 | 3.4442e-05 | null | null | null | null | null | 223.36 | 5655.504 | 6526.053 | 0 | 4.67 | 4.4 | null | null | null | null | null | 176.8189 | 153.2332 | 4.61 | 4.25 | 0.00027 | 1 | 0.2 | 0.5 | 0 | 0 | 0 | 0 | 1 | 0 | 0 | 0 | 5 | 1.49 | 0 | Coriolis | null | null | null | null
| R200S | 404 | 1 | 1 | 0.5 | 0.75 | 0.5 | null | null | 0.5 | 0.1 | 0.4 | 0.1 | null | null | 10 | 1 | 3 | 1 | 0.24 | 14.49 | 25 | 24.1944 | 8 | 2 | -0.001 | -0.001 | -3e-05 | 0.00175 | 0.0001 | 1595 | null | null | -100 | 150 | 0.60483 | 12.0967 | 16.9353 | 0.024192 | 2 | 0.026873 |  | 0.59887 | 0.16637 | 1 | 180 | 1.524e-06 | 0.0001 | -0.0035 | 0.0318 | -0.1382 | 0.3288 | 0.72961 | 7.9265 | 0.00076278 | 0.46568 | 3.2378e-06 | 0.72961 | 7.9265 | 0.00076278 | 0.46568 | 3.2378e-06 | null | null | null | null | null | 1504.9 | 3376.883 | 3899.648 | 0 | 4.56 | 4.5 | null | null | null | null | null | 296.1311 | 256.4334 | 2.81 | 2.77 | 0.00073 | 1 | 0.2 | 0.5 | 0 | 0 | 0 | 0 | 1 | 0 | 0 | 0 | 5 | 1.49 | 0 | Coriolis | null | null | null | null
| R300S | 405 | 1 | null | null | null | null | null | null | 0.5 | 0.25 | 0.4 | 0.2 | null | null | 10 | 5 | 3 | 1.5 | 0.6975 | 41.25 | 30 | 77.1115 | 9 | 3 | -0.0012 | -0.0012 | -1e-05 | 0.0007 | 0.0001 | 1450 | null | null | -100 | 204 | 1.5417 | 30.8333 | 43.176 | 0.03855 | 2 | 0.040234 | 1.554 | 0.87216 | 0.1524 | 4 | 60 | 1.524e-06 | 0.0001 | -0.0035 | 0.0318 | -0.1382 | 0.3288 | 0.46461 | 2.3542 | 0.00035061 | 0.43027 | 4.0674e-06 | 0.46461 | 2.3542 | 0.00035061 | 0.43027 | 4.0674e-06 | null | null | null | null | null | 4873.2 | 2850.5 | 3448.1 | 10791 | 4.54 | 4.53 | null | null | null | null | null | 350.8 | 290 | 0 | 0 |  | 1 | 0.2 | 0.5 | 0 | 0 | 1 | 0 | 1 | 0 | 0 | 0 | 5 | 1.49 | 0 | Coriolis | 3 | 1.5 | null | null
C N G | CNG050S | 500 | 1 | null | null | 0.5 | 0.3 | null | null | null | null | null | null | null | null | null | null | null | null | 0.02 | 0.6353 | 100 | 1.6667 | 4 | 0.5 | 0 | 0 | 0 | 0 | 0 | 5802 | null | null | -40 | 125 | 0.03217 | 0.64333 | 0.90067 | 0.001512 | 2 | 0.0066294 |  | 0.47845 | 0.0381 | 4 | 87 | 1.524e-06 | 0.0001 | -0.0035 | 0.0318 | -0.1382 | 0.3288 | 0.75817 | 3.5425 | 0.00018057 | 1.1301 | 6.2006e-05 | 0.75817 | 3.5425 | 0.00018057 | 1.1301 | 6.2006e-05 | null | null | null | null | null | 111.07 | 5093.84 | 5292.347 | 0 | 4.5 | 4.25 | null | null | null | null | null | 196.3155 | 188.9645 | 4.78 | 4.14 | 4.5e-05 | null | null | null | 1 | 1 | 0 | 0 | 1 | 0 | 0 | 0 | 6 | 2.67 | 0 | Coriolis | null | null | null | null
HPC | HPC010P | 2108 | 2 | null | null | 0.5 | 0.3 | null | null | 0.2 | 0.1 | null | null | null | null | 5 | 2.5 | null | null | 0.0018372 | 0.0144 | 24 | 0.066667 | 1 | 0.125 | 0 | 0 | 0 | 0.00175 | 0.001 | 15000 | null | null | -50 | 125 | 0.00115 | 0.013667 | 0.02 | 6.9444e-05 | 2 | 0.0016764 | null | 0.49416 | 0.040005 | 4 | 87 | 1.524e-06 | 0.0001 | -0.0035 | 0.0318 | -0.1382 | 0.3288 | 1.8 | 0 | 0 | 0 | 0 | 1.8 | 0 | 0 | 0 | 0 | null | null | null | null | null | 9.16 | 7500 | 7580 | 0 | 2.85 | 2.91 | null | null | null | null | null | 133.3067 | 131.9 | 2.85 | 2.91 |  | 1 | 0.2 | 0.5 | 0 | 0 | 1 | 0 | 1 | 0 | 0 | 1 | 5 | 5.1 | 0 | Coriolis | null | null | null | null
T-Series | T025F | 608 | 3 | null | null | 0.5 | 0.05 | null | null | 0.15 | 0.05 | null | null | null | null | 2 | 0.5 | null | null | 0.0038 | 0.14167 | 25 | 0.18889 | 2 | 0.25 | 0 | 0 | 0 | 0.002 | 0 | 1450 | 1450 | null | -51 | 149 | 0.00945 | 0.189 | 0.19167 | 0.00028728 | 1 | 0.004572 | 0.004572 | 0.35382 | 0 | 0 | 0 | 1.524e-06 | 0.0001 | -0.0035 | 0.0318 | -0.1382 | 0.3288 | 0.91586 | 0 | 0 | 0 | 0 | 0.91586 | 0 | 0 | 0 | 0 | null | null | null | null | null | 42.787 | 1923 | 2048 | 26 | 5.59 | 5 | 9.97 | 1.69 | 16.02 | 0 | 8.18 | 520.0208 | 488.2812 |  |  |  | 1 | 0.2 | 0.5 | 0 | 0 | 1 | 1 | 1 | 1 | 0 | 1 | 6 | 3.68 | 2 | Coriolis | null | null | null | null
| T025T | 600 | 3 | null | null | 0.5 | 0.05 | null | null | 0.15 | 0.05 | null | null | null | null | 2 | 0.5 | null | null | 0.0038 | 0.14167 | 25 | 0.18889 | 2 | 0.25 | 0 | 0 | 0 | 0.002 | 0 | 1450 | 1450 | null | -51 | 149 | 0.00945 | 0.189 | 0.19167 | 0.00028728 | 1 | 0.004572 | 0.004572 | 0.35382 | 0 | 0 | 0 | 1.524e-06 | 0.0001 | -0.0035 | 0.0318 | -0.1382 | 0.3288 | 0.91586 | 0 | 0 | 0 | 0 | 0.91586 | 0 | 0 | 0 | 0 | null | null | null | null | null | 42.787 | 1923 | 2048 | 26 | 5.59 | 5 | 9.97 | 1.69 | 16.02 | 0 | 8.18 | 520.0208 | 488.2812 | 0 | 0 | 2.3e-05 | 1 | 0.2 | 0.5 | 0 | 0 | 1 | 1 | 1 | 1 | 0 | 0 | 4 | 2.75 | 2 | Coriolis | null | null | null | null
| T050F | 609 | 3 | null | null | 0.5 | 0.05 | null | null | 0.15 | 0.05 | null | null | null | null | 2 | 0.5 | null | null | 0.021 | 1.0135 | 25 | 1.0556 | 4 | 0.5 | 0 | 0 | 0 | 0.002 | 0 | 1450 | 1450 | null | -51 | 149 | 0.0378 | 0.756 | 1.0583 | 0.0015876 | 1 | 0.009144 | 0.009144 | 0.4158 | 0 | 0 | 0 | 1.524e-06 | 0.0001 | -0.0035 | 0.0318 | -0.1382 | 0.3288 | 0.03911 | 0 | 0 | 0 | 0 | 0.03911 | 0 | 0 | 0 | 0 | null | null | null | null | null | 264.23 | 1615.065 | 1772.915 | 75 | 6.78 | 9.37 | 6.15 | -1.16 | 10.32 | 237.24 | -69.46 | 619.1701 | 564.0428 |  |  |  | 1 | 0.2 | 0.5 | 0 | 0 | 1 | 1 | 1 | 1 | 0 | 1 | 6 | 3.68 | 2 | Coriolis | null | null | null | null
| T050T | 601 | 3 | null | null | 0.5 | 0.05 | null | null | 0.15 | 0.05 | null | null | null | null | 2 | 0.5 | null | null | 0.021 | 1.0135 | 25 | 1.0556 | 4 | 0.5 | 0 | 0 | 0 | 0.002 | 0 | 1450 | 1450 | null | -51 | 149 | 0.0378 | 0.756 | 1.0583 | 0.0015876 | 1 | 0.009144 | 0.009144 | 0.4158 | 0 | 0 | 0 | 1.524e-06 | 0.0001 | -0.0035 | 0.0318 | -0.1382 | 0.3288 | 0.03911 | 0 | 0 | 0 | 0 | 0.03911 | 0 | 0 | 0 | 0 | null | null | null | null | null | 264.23 | 1615.065 | 1772.915 | 75 | 6.78 | 9.37 | 6.15 | -1.16 | 10.32 | 237.24 | -69.46 | 619.1701 | 564.0428 | 0 | 0 | 0.00013 | 1 | 0.2 | 0.5 | 0 | 0 | 1 | 1 | 1 | 1 | 0 | 0 | 4 | 2.75 | 2 | Coriolis | null | null | null | null
| T075F | 603 | 3 | null | null | 0.5 | 0.05 | null | null | 0.15 | 0.05 | null | null | null | null | 2 | 0.5 | null | null | 0.075 | 3.777 | 25 | 3.8889 | 6 | 1 | 0 | 0 | 0 | 0.002 | 0 | 1450 | 1450 | null | -51 | 149 | 0.1512 | 3.0239 | 3.9167 | 0.0056699 | 1 | 0.015723 | 0.015723 | 0.54178 | 0 | 0 | 0 | 1.524e-06 | 0.0001 | -0.0035 | 0.0318 | -0.1382 | 0.3288 | 0.004904 | 0 | 0 | 0 | 0 | 0.004904 | 0 | 0 | 0 | 0 | null | null | null | null | null | 752.36 | 1574.81 | 1755.712 | 22 | 5.85 | 5.66 | 3.53 | 1.54 | 5.08 | 39.85 | 2.92 | 634.9972 | 569.5695 | 0 | 0 | 0.00045 | 1 | 0.2 | 0.5 | 0 | 0 | 1 | 1 | 1 | 1 | 0 | 1 | 6 | 3.68 | 2 | Coriolis | null | null | null | null
| T075T | 602 | 3 | null | null | 0.5 | 0.05 | null | null | 0.15 | 0.05 | null | null | null | null | 2 | 0.5 | null | null | 0.075 | 3.777 | 25 | 3.8889 | 6 | 1 | 0 | 0 | 0 | 0.002 | 0 | 1450 | 1450 | null | -51 | 149 | 0.1512 | 3.0239 | 3.9167 | 0.0056699 | 1 | 0.015723 | 0.015723 | 0.54178 | 0 | 0 | 0 | 1.524e-06 | 0.0001 | -0.0035 | 0.0318 | -0.1382 | 0.3288 | 0.004904 | 0 | 0 | 0 | 0 | 0.004904 | 0 | 0 | 0 | 0 | null | null | null | null | null | 748.56 | 1579.136 | 1762.472 | 22 | 5.85 | 5.66 | 3.53 | 1.54 | 5.08 | 39.85 | 2.92 | 633.2577 | 567.3849 | 0 | 0 | 0.00045 | 1 | 0.2 | 0.5 | 0 | 0 | 1 | 1 | 1 | 1 | 0 | 0 | 4 | 2.75 | 2 | Coriolis | null | null | null | null
| T100F | 605 | 3 | null | null | 0.5 | 0.05 | null | null | 0.15 | 0.05 | null | null | null | null | 2 | 0.5 | null | null | 0.165 | 8.3472 | 25 | 8.3333 | 6 | 1 | 0 | 0 | 0 | 0.002 | 0 | 1450 | 1450 | null | -51 | 149 | 0.36667 | 5.3333 | 7.4667 | 0.012474 | 1 | 0.022098 | 0.022098 | 0.66675 | 0 | 0 | 0 | 1.524e-06 | 0.0001 | -0.0035 | 0.0318 | -0.1382 | 0.3288 | 0 | 0 | 0 | 0 | 0 | 0 | 0 | 0 | 0 | 0 | null | null | null | null | null | 1591.7 | 1763.61 | 1991.731 | 27.19 | 5.39 | 5.59 | 4.41 | 1.94 | 4.27 | 24.2 | 4.32 | 567.0188 | 502.0758 | 0 | 0 | 0.001 | 1 | 0.2 | 0.5 | 0 | 0 | 1 | 1 | 1 | 1 | 0 | 1 | 6 | 3.68 | 2 | Coriolis | null | null | null | null
| T100T | 604 | 3 | null | null | 0.5 | 0.05 | null | null | 0.15 | 0.05 | null | null | null | null | 2 | 0.5 | null | null | 0.165 | 8.3472 | 25 | 8.3333 | 6 | 1 | 0 | 0 | 0 | 0.002 | 0 | 1450 | 1450 | null | -51 | 149 | 0.36667 | 5.3333 | 7.4667 | 0.012474 | 1 | 0.022098 | 0.022098 | 0.66675 | 0 | 0 | 0 | 1.524e-06 | 0.0001 | -0.0035 | 0.0318 | -0.1382 | 0.3288 | 0 | 0 | 0 | 0 | 0 | 0 | 0 | 0 | 0 | 0 | null | null | null | null | null | 1592.9 | 1758.928 | 1986.616 | 27.19 | 5.39 | 5.59 | 4.41 | 1.94 | 4.27 | 24.2 | 4.32 | 568.5281 | 503.3685 | 0 | 0 | 0.001 | 1 | 0.2 | 0.5 | 0 | 0 | 1 | 1 | 1 | 1 | 0 | 0 | 4 | 2.75 | 2 | Coriolis | null | null | null | null
| T150F | 607 | 3 | null | null | 0.5 | 0.05 | null | null | 0.15 | 0.05 | null | null | null | null | 2 | 0.5 | null | null | 0.48 | 23.9167 | 25 | 24.1667 | 8 | 2 | 0 | 0 | 0 | 0.002 | 0 | 1450 | 1450 | null | -51 | 149 | 0.68042 | 13.6083 | 19.0517 | 0.036287 | 1 | 0.034544 | 0.034544 | 0.81432 | 0 | 0 | 0 | 1.524e-06 | 0.0001 | -0.0035 | 0.0318 | -0.1382 | 0.3288 | 0.007484 | 0 | 0 | 0 | 0 | 0.007484 | 0 | 0 | 0 | 0 | null | null | null | null | null | 3623.7 | 1552.931 | 1813.369 | 15.91 | 6.7 | 5.86 | 2.3 | -0.33 | 1.81 | 8.6 | 2.9 | 643.9436 | 551.4597 | 0 | 0 | 0.003 | 1 | 0.2 | 0.5 | 0 | 0 | 1 | 1 | 1 | 1 | 0 | 1 | 6 | 3.68 | 2 | Coriolis | null | null | null | null
| T150T | 606 | 3 | null | null | 0.5 | 0.05 | null | null | 0.15 | 0.05 | null | null | null | null | 2 | 0.5 | null | null | 0.48 | 23.9167 | 25 | 24.1667 | 8 | 2 | 0 | 0 | 0 | 0.002 | 0 | 1450 | 1450 | null | -51 | 149 | 0.68042 | 13.6083 | 19.0517 | 0.036287 | 1 | 0.034544 | 0.034544 | 0.81432 | 0 | 0 | 0 | 1.524e-06 | 0.0001 | -0.0035 | 0.0318 | -0.1382 | 0.3288 | 0.007484 | 0 | 0 | 0 | 0 | 0.007484 | 0 | 0 | 0 | 0 | null | null | null | null | null | 3661.9 | 1543.012 | 1800.905 | 15.91 | 6.7 | 5.86 | 2.3 | -0.33 | 1.81 | 8.6 | 2.9 | 648.0831 | 555.2764 | 0 | 0 | 0.003 | 1 | 0.2 | 0.5 | 0 | 0 | 1 | 1 | 1 | 1 | 0 | 0 | 4 | 2.75 | 2 | Coriolis | null | null | null | null
D-Series | DL065S | 704 | 1 | 0.65 | 0.3 | 0.65 | 0.3 | null | null | 0.15 | 0.05 | null | null | null | null | 1 | 0.5 | null | null | 0.025 | 1.08 | 25 | 0.94583 | 4 | 0.5 | 0 | 0 | 0 | 0.001 | 0 | 1500 | null | null | -240 | 177 | 0.04725 | 0.945 | 1.323 | 0.00189 | 1 | 0.014097 | null | 2.5908 | 0.077724 | 6 | 90 | 1.524e-06 | 0.0001 | -0.0035 | 0.0318 | -0.1382 | 0.3288 | 0.61453 | 284.3427 | 0.055343 | 49.5487 | 0.0062442 | 0.61453 | 284.3427 | 0.055343 | 49.5487 | 0.0062442 | null | null | null | null | null | 247.61 | 9449.954 | 13177.24 | 210 | 4.26 | 4.26 | null | null | null | null | null | 105.8206 | 75.8843 | 0 | 0 | 0.002 | 1 | 0.2 | 0.5 | 1 | 1 | 1 | 1 | 1 | 1 | 0 | 0 | 7 | 6.6 | 2 | Coriolis | null | null | null | null
| DT065H | 712 | 2 | 0.65 | 0.3 | 0.65 | 0.3 | null | null | 0.15 | 0.05 | null | null | null | null | 1 | 0.5 | null | null | 0.03 | 1.191 | 25 | 1.135 | 4 | 0.5 | 0 | 0 | 0 | 0.002 | 0 | 900 | null | null | 0 | 426.6667 | 0.0567 | 1.134 | 1.5876 | 0.002268 | 2 | 0.0096774 | null | 0.7874 | 0.0508 | 2 | 90 | 1.524e-06 | 0.0001 | -0.0035 | 0.0318 | -0.1382 | 0.3288 | 1.3885 | 312.0927 | 0.050647 | 52.127 | 0.0057549 | 1.3885 | 312.0927 | 0.050647 | 52.127 | 0.0057549 | null | null | null | null | null | 98.782 | 11306.77 | 13609.03 | 550 | 2.79 | 2.79 | null | null | null | null | null | 88.4426 | 73.4808 | 0 | 0 | 0.0008 | 1 | 0.2 | 0.5 | 1 | 1 | 1 | 0 | 1 | 0 | 1 | 1 | 7 | 7 | 2 | Coriolis | null | null | null | null
| DH100S | 701 | 1 | 0.65 | 0.3 | 0.65 | 0.3 | null | null | 0.15 | 0.05 | null | null | null | null | 2 | 1 | null | null | 0.3 | 3.281 | 25 | 3.0267 | 6 | 1 | 0 | 0 | 0 | 0.01 | 0 | 4937 | null | null | -240 | 204.4444 | 0.20833 | 3.0239 | 4.2335 | 0.02268 | 2 | 0.014529 | null | 0.95249 | 0.11271 | 1 | 180 | 1.524e-06 | 0.0001 | -0.0035 | 0.0318 | -0.1382 | 0.3288 | 0.91849 | 59.8045 | 0.011463 | 14.5298 | 0.0016829 | 0.91849 | 59.8045 | 0.011463 | 14.5298 | 0.0016829 | null | null | null | null | null | 194.43 | 14636.6 | 15327.51 | 0 | 4.26 | 4.26 | null | null | null | null | null | 68.3247 | 65.2422 | 0 | 0 | 0.0017 | 1 | 0.2 | 0.5 | 1 | 1 | 1 | 0 | 1 | 0 | 0 | 1 | 7 | 6.6 | 2 | Coriolis | null | null | null | null
| DL100S | 705 | 1 | 0.65 | 0.3 | 0.65 | 0.3 | null | null | 0.15 | 0.05 | null | null | null | null | 0.5 | 0.2 | null | null | 0.08 | 4.188 | 25 | 3.7833 | 6 | 1 | -0.005 | -0.005 | -1e-06 | 0.002 | 0 | 855 | null | null | -240 | 177 | 0.189 | 3.78 | 5.292 | 0.0060479 | 1 | 0.023978 | null | 2.8448 | 0.11201 | 3 | 180 | 1.524e-06 | 0.0001 | -0.0035 | 0.0318 | -0.1382 | 0.3288 | 1.9702 | 116.7201 | 0.019419 | 18.8685 | 0.0030738 | 0.05097 | 13.8284 | 0.0019621 | 0.8418 | 6.9877e-05 | null | null | null | null | null | 184.85 | 10887 | 12262 | 240 | 4.26 | 4.26 | null | null | null | null | null | 91.8527 | 81.5528 | 0 | 0 | 0.0017 | 1 | 0.2 | 0.5 | 1 | 1 | 1 | 1 | 1 | 1 | 0 | 0 | 7 | 6.6 | 2 | Coriolis | null | null | null | null
| DT100H | 713 | 2 | 0.65 | 0.3 | 0.65 | 0.3 | null | null | 0.15 | 0.05 | null | null | null | null | 1 | 0.5 | null | null | 0.08 | 2.852 | 25 | 3.0267 | 6 | 1 | 0 | 0 | 0 | 0.002 | 0 | 900 | null | null | 0 | 426.6667 | 0.1512 | 3.0239 | 4.2335 | 0.0060479 | 2 | 0.013386 | null | 0.91249 | 0.0762 | 2 | 90 | 1.524e-06 | 0.0001 | -0.0035 | 0.0318 | -0.1382 | 0.3288 | 0.74968 | 131.0511 | 0.023613 | 19.7555 | 0.0025656 | 0.74968 | 131.0511 | 0.023613 | 19.7555 | 0.0025656 | null | null | null | null | null | 51.677 | 10412.55 | 11686.4 | 380 | 2.79 | 2.79 | null | null | null | null | null | 96.038 | 85.5725 |  |  | 0.00045 | 1 | 0.2 | 0.5 | 1 | 1 | 1 | 0 | 1 | 0 | 1 | 1 | 7 | 7 | 2 | Coriolis | null | null | null | null
| DH150S | 702 | 1 | 0.65 | 0.3 | 0.65 | 0.3 | null | null | 0.15 | 0.05 | null | null | null | null | 2 | 1 | null | null | 1.2 | 10.39 | 25 | 10.5933 | 7 | 1.5 | 0 | 0 | 0 | 0.01 | 0 | 4790 | null | null | -240 | 204.4444 | 0.91667 | 10.5833 | 14.8167 | 0.090718 | 2 | 0.023724 | null | 1.278 | 0.11271 | 1 | 180 | 1.524e-06 | 0.0001 | -0.0035 | 0.0318 | -0.1382 | 0.3288 | 0.52342 | 18.4716 | 0.0039749 | 4.0707 | 0.00060409 | 0.52342 | 18.4716 | 0.0039749 | 4.0707 | 0.00060409 | null | null | null | null | null | 885.27 | 11886.69 | 12624.82 | 0 | 4.26 | 4.26 | null | null | null | null | null | 84.1277 | 79.2142 | 0 | 0 | 0.0069 | 1 | 0.2 | 0.5 | 1 | 1 | 1 | 0 | 1 | 0 | 0 | 1 | 7 | 6.6 | 2 | Coriolis | null | null | null | null
| DT150H | 714 | 2 | 0.65 | 0.3 | 0.65 | 0.3 | null | null | 0.15 | 0.05 | null | null | null | null | 1 | 0.5 | null | null | 0.14 | 9.67 | 25 | 5.4667 | 7 | 1.5 | 0 | 0 | 0 | 0.002 | 0 | 600 | null | null | 0 | 426.6667 | 0.36667 | 5.2917 | 7.4083 | 0.010584 | 2 | 0.022911 | null | 1.2725 | 0.1524 | 2 | 90 | 1.524e-06 | 0.0001 | -0.0035 | 0.0318 | -0.1382 | 0.3288 | 0.67428 | 104.0189 | 0.014863 | 10.6243 | 0.0014133 | 0.67428 | 104.0189 | 0.014863 | 10.6243 | 0.0014133 | null | null | null | null | null | 98.782 | 11306.77 | 13609.03 | 130 | 2.79 | 2.79 | null | null | null | null | null | 88.4426 | 73.4808 |  |  | 0.0008 | 1 | 0.2 | 0.5 | 1 | 1 | 1 | 0 | 1 | 0 | 1 | 1 | 7 | 7 | 2 | Coriolis | null | null | null | null
| DS150Z | 707 | 4 | 0.65 | 0.3 | 0.65 | 0.3 | null | null | 0.15 | 0.05 | null | null | null | null | 2 | 1 | null | null | 0.3 | 6.978 | 25 | 10.5933 | 7 | 1.5 | 0 | 0 | 0 | 0.002 | 0 | 1000 | null | null | 0 | 121 | 0.36667 | 6.05 | 8.47 | 0.02268 | 2 | 0.0196 | null | 1.1192 | 0.11271 | 1 | 180 | 1.524e-06 | 0.0001 | -0.0035 | 0.0318 | -0.1382 | 0.3288 | 0.57566 | 52.3474 | 0.01091 | 9.6889 | 0.0013698 | 0.57566 | 52.3474 | 0.01091 | 9.6889 | 0.0013698 | null | null | null | null | null | 488.51 | 9570.639 | 13332.89 | 640 | 4.26 | 4.26 | null | null | null | null | null | 104.4862 | 75.007 | 0 | 0 | 0.004 | 1 | 0.2 | 0.5 | 1 | 1 | 1 | 0 | 1 | 0 | 0 | 1 | 7 | 6.95 | 2 | Coriolis | null | null | null | null
| DL200S | 706 | 1 | 0.65 | 0.3 | 0.65 | 0.3 | null | null | 0.15 | 0.05 | null | null | null | null | 0.5 | 0.2 | null | null | 0.35 | 20.97 | 25 | 18.9167 | 8 | 2 | 0 | 0 | 0 | 0.004 | 0 | 740 | null | null | -240 | 204.4444 | 0.72917 | 14.5833 | 20.4167 | 0.02646 | 1 | 0.048311 | null | 4.1656 | 0.1524 | 3 | 180 | 1.524e-06 | 0.0001 | -0.0035 | 0.0318 | -0.1382 | 0.3288 | -0.22721 | 48.8068 | 0.0059988 | 4.5998 | 0.00057447 | -0.22721 | 48.8068 | 0.0059988 | 4.5998 | 0.00057447 | null | null | null | null | null | 506.56 | 9644.232 | 13207.27 | 150 | 4.26 | 4.26 | null | null | null | null | null | 103.6889 | 75.7174 | 0 | 0 | 0.004 | 1 | 0.2 | 0.5 | 1 | 1 | 1 | 1 | 1 | 1 | 0 | 0 | 7 | 6.6 | 2 | Coriolis | null | null | null | null
| DH300S | 703 | 1 | null | null | null | null | null | null | 0.15 | 0.05 | null | null | null | null | 1 | 0.5 | null | null | 4 | 43.8 | 25 | 52.9667 | 9 | 3 | -0.009 | -0.009 | -1e-05 | 0.01 | 0 | 3110 | null | null | -240 | 204.4444 | 2.75 | 34.0167 | 47.6233 | 0.30239 | 2 | 0.04445 | null | 1.6142 | 0.1524 | 1 | 180 | 1.524e-06 | 0.0001 | -0.0035 | 0.0318 | -0.1382 | 0.3288 | 0.33557 | 10.9987 | 0.002384 | 2.0418 | 0.00029613 | 0.33557 | 10.9987 | 0.002384 | 2.0418 | 0.00029613 | null | null | null | null | null | 2664.8 | 11433.8 | 12398.16 | 0 | 4.26 | 4.26 | null | null | null | null | null | 87.46 | 80.6582 | 0 | 0 | 0.023 | 1 | 0.2 | 0.5 | 1 | 1 | 1 | 0 | 1 | 0 | 0 | 1 | 7 | 6.6 | 2 | Coriolis | null | null | null | null
| DS300H | 709 | 2 | 0.65 | 0.3 | 0.65 | 0.3 | null | null | 0.15 | 0.05 | null | null | null | null | 0.5 | 0.2 | null | null | 0.7 | 51.82 | 25 | 52.9667 | 9 | 3 | -0.009 | -0.009 | -1e-05 | 0.004 | 0 | 740 | null | null | -240 | 204.4444 | 1.7008 | 34.0167 | 47.6233 | 0.052919 | 2 | 0.048311 | null | 1.7196 | 0.1524 | 1 | 180 | 1.524e-06 | 0.0001 | -0.0035 | 0.0318 | -0.1382 | 0.3288 | 0.49992 | 1.5087 | 0.0011667 | 0 | 0 | 0.49992 | 1.5087 | 0.0011667 | 0 | 0 | null | null | null | null | null | 494.01 | 10876.28 | 13917.4 | 200 | 2.79 | 2.79 | null | null | null | null | null | 91.9432 | 71.8546 | 0 | 0 | 0.004 | 1 | 0.2 | 0.5 | 1 | 1 | 1 | 0 | 1 | 0 | 0 | 1 | 7 | 7 | 2 | Coriolis | null | null | null | null
| DS300S | 708 | 1 | null | null | null | null | null | null | 0.15 | 0.05 | null | null | null | null | 0.5 | 0.2 | null | null | 0.7 | 51.82 | 25 | 52.9667 | 9 | 3 | -0.009 | -0.009 | -1e-05 | 0.004 | 0 | 740 | null | null | -240 | 204.4444 | 1.7008 | 34.0167 | 47.6233 | 0.052919 | 2 | 0.048311 | null | 1.7196 | 0.1524 | 1 | 180 | 1.524e-06 | 0.0001 | -0.0035 | 0.0318 | -0.1382 | 0.3288 | 0.49992 | 1.5087 | 0.0011667 | 0 | 0 | 0.49992 | 1.5087 | 0.0011667 | 0 | 0 | null | null | null | null | null | 1657.8 | 18114.88 | 24867.6 | 200 | 4.26 | 4.26 | null | null | null | null | null | 55.2033 | 40.2139 | 0 | 0 | 0.014 | 1 | 0.2 | 0.5 | 1 | 1 | 1 | 0 | 1 | 0 | 0 | 0 | 7 | 6.6 | 2 | Coriolis | null | null | null | null
| DS300Z | 710 | 4 | 0.65 | 0.3 | 0.65 | 0.3 | null | null | 0.15 | 0.05 | null | null | null | null | 1 | 0.5 | null | null | 0.7 | 45.665 | 25 | 52.9667 | 9 | 3 | -0.009 | -0.009 | -1e-05 | 0.004 | 0 | 740 | null | null | 0 | 121 | 1.7008 | 34.0167 | 47.6233 | 0.052919 | 2 | 0.048311 | null | 1.7196 | 0.1524 | 1 | 180 | 1.524e-06 | 0.0001 | -0.0035 | 0.0318 | -0.1382 | 0.3288 | 0.49992 | 1.5087 | 0.0011667 | 0 | 0 | 0.49992 | 1.5087 | 0.0011667 | 0 | 0 | null | null | null | null | null | 25.844 | 10744.75 | 11971.64 | 260 | 4.26 | 4.26 | null | null | null | null | null | 93.0687 | 83.5352 | 0 | 0 | 0.00015 | 1 | 0.2 | 0.5 | 1 | 1 | 1 | 0 | 1 | 0 | 0 | 1 | 7 | 6.95 | 2 | Coriolis | null | null | null | null
| DS600S | 711 | 1 | 0.65 | 0.3 | 0.65 | 0.3 | null | null | 0.1 | 0.05 | null | null | null | null | 0.5 | 0.2 | null | null | 2.5 | 306.62 | 25 | 303.0303 | 13 | 8 | -0.005 | -0.005 | -3.1e-06 | 0.004 | 0 | 625 | null | null | -240 | 204.4444 | 5.67 | 113.4 | 454.55 | 0.30662 | 2 | 0.1082 | null | 3.5756 | 0.2286 | 2 | 90 | 1.524e-06 | 0.0001 | -0.0035 | 0.0318 | -0.1382 | 0.3288 | 0.071131 | 2.2746 | 0.00090183 | 0.63417 | 6.1659e-05 | 0.071131 | 2.2746 | 0.00090183 | 0.63417 | 6.1659e-05 | null | null | null | null | null | 51.677 | 10412.55 | 11686.4 | 50 | 4.5 | 4.5 | null | null | null | null | null | 96.038 | 85.5725 | 0 | 0 | 0.00045 | 1 | 0.2 | 0.5 | 1 | 1 | 1 | 0 | 1 | 0 | 0 | 0 | 7 | 6.6 | 2 | Coriolis | null | null | null | null
LF Series | LF2M | 801 | 1 | null | null | 1 | 0.05 | null | null | 1 | 0.05 | 0.5 | 0.05 | null | null | 5 | 2 | null | null | 4.7767e-06 | 5.25e-05 | 50 | 0.00010556 | 1 | 0.125 | 0 | 0 | 0 | 0 | 0 | 500 | null | null | 0 | 65 | 5e-08 | 1e-06 | 2e-06 | 3.6111e-07 | 1 | 0.000254 | null | 0.12946 | 0.004064 | 2 | 90 |  | dLF0: 1.5; dLF1: -8.9315e-12; dLF2: 7.1501e-07; dLF3: -0.00018721; dLF4: 0.19951 | 0.018217 | 10594.02 | 11919.69 | 0 | 4 | 4 | null | null | null | null | null | 94.3931 | 83.8997 | 0 | 0 | 1.7e-08 | 0.5 | null | null | 0 | 0 | 1 | 0 | 0 | 1 | 0 | 0 | 4 | 5.1 | 1 | Coriolis | null | null | null | null
| LF3M | 802 | 1 | null | null | 1 | 0.05 | null | null | 1 | 0.05 | 0.5 | 0.05 | null | null | 5 | 2 | null | null | 3.6744e-05 | 0.00033194 | 50 | 0.00027778 | 2 | 0.25 | 0 | 0 | 0 | 0 | 0 | 500 | null | null | 0 | 65 | 3.1667e-07 | 6.3333e-06 | 7e-06 | 2.7778e-06 | 1 | 0.000419 | null | 0.12946 | 0.004064 | 2 | 90 |  | dLF0: 1.5; dLF1: -8.9315e-12; dLF2: 7.1501e-07; dLF3: -0.00018721; dLF4: 0.19951 | 0.012143 | 6321.822 | 7216.837 | 0 | 4.1 | 4.1 | null | null | null | null | null | 158.2028 | 138.5656 | 0 | 0 | 8.4e-08 | 0.5 | null | null | 0 | 0 | 1 | 0 | 0 | 1 | 0 | 0 | 4 | 5.1 | 1 | Coriolis | null | null | null | null
| LF4M | 803 | 1 | null | null | 1 | 0.05 | null | null | 1 | 0.05 | 0.5 | 0.05 | null | null | 5 | 2 | null | null | 0.00014697 | 0.0037389 | 50 | 0.0075 | 2 | 0.25 | 0 | 0 | 0 | 0 | 0 | 500 | null | null | 0 | 65 | 3.3333e-06 | 6.6667e-05 | 9.3e-05 | 1.1111e-05 | 1 | 0.000965 | null | 0.12946 | 0.004064 | 2 | 90 |  | dLF0: 1.5; dLF1: -8.9315e-12; dLF2: 7.1501e-07; dLF3: -0.00018721; dLF4: 0.19951 | 0.29462 | 2676.735 | 3095.319 | 0 | 4.2 | 4.2 | null | null | null | null | null | 373.5895 | 323.1018 | 0 | 0 | 9.98e-07 | 0.5 | null | null | 0 | 0 | 1 | 0 | 0 | 1 | 0 | 0 | 4 | 5.1 | 1 | Coriolis | null | null | null | null
K-Series | K025S | 253 | 1 | null | null | 1 | 0.5 | null | null | 0.5 | 0.25 | 0.2 | 0.1 | null | null | 10 | 5 | null | null | 0.0125 | 0.3794 | 40 | 0.75556 | 2 | 0.25 | 0 | 0 | 0 | 0.00175 | 0.0001 | 741 | null | null | -100 | 180 | 0.01892 | 0.37833 | 0.52967 | 0.00049139 | 2 | 0.005334 | 0.62 | 0.37037 | 0.0254 | 4 | 87 | 1.524e-06 | 0.0001 | -0.0035 | 0.0318 | -0.1382 | 0.3288 | 0.98068 | 2.735 | 0.00022803 | 0.76922 | 0.00022803 | 0.98068 | 2.735 | 0.00022803 | 0.76922 | 0.00022803 | null | null | null | null | null | 40.2 | 4445 | 4663 | 0 | 4.65 | 4.34 | null | null | null | null | null | 224.9719 | 214.4542 | 4.93 | 4.23 | 1.5e-05 | 1 | 0.2 | 0.5 | 0 | 0 | 1 | 0 | 1 | 0 | 0 | 0 | 3 | 7.93 | 1 | Coriolis | null | null | null | null
| K050S | 254 | 1 | null | null | 1 | 0.5 | null | null | 0.5 | 0.25 | 0.2 | 0.1 | null | null | 10 | 5 | null | null | 0.0375 | 1.174 | 40 | 2.2667 | 4 | 0.5 | 0 | 0 | 0 | 0.00175 | 0.0001 | 741 | null | null | -100 | 180 | 0.05667 | 1.1333 | 1.5867 | 0.001512 | 2 | 0.008763 | 0.62 | 0.47845 | 0.0381 | 4 | 87 | 1.524e-06 | 0.0001 | -0.0035 | 0.0318 | -0.1382 | 0.3288 | 0.75817 | 3.5425 | 0.00018057 | 1.1301 | 6.2006e-05 | 0.75817 | 3.5425 | 0.00018057 | 1.1301 | 6.2006e-05 | null | null | null | null | null | 61.5 | 4323 | 4884 | 2260 | 4.5 | 4.25 | null | null | null | null | null | 231.3208 | 204.7502 | 4.57 | 4.23 | 4.5e-05 | 1 | 0.2 | 0.5 | 0 | 0 | 1 | 0 | 1 | 0 | 0 | 0 | 3 | 7.93 | 1 | Coriolis | null | null | null | null
| K100S | 250 | 1 | null | null | 1 | 0.5 | null | null | 0.5 | 0.25 | 0.2 | 0.1 | null | null | 10 | 5 | null | null | 0.1323 | 3.75 | 35 | 7 | 6 | 1 | -0.002 | -0.002 | 0 | 0.00175 | 0.0001 | 741 | null | null | -100 | 180 | 0.1875 | 3.75 | 5.25 | 0.00375 | 2 | 0.015697 | 1.075 | 0.52221 | 0.0381 | 4 | 87 | 1.524e-06 | 0.0001 | -0.0035 | 0.0318 | -0.1382 | 0.3288 | 4.9589 | 27.3965 | 0.033041 | 7.6755 | 0.0035848 | 0.35675 | 5.73 | 0.0005687 | 0.92858 | 5.0801e-05 | null | null | null | null | null | 358 | 2717.3 | 3196.4 | 3400 | 4.5 | 4.45 | null | null | null | null | null | 364.4 | 311.8 | 4.25 | 4.27 | 0.000152 | 1 | 0.2 | 0.5 | 0 | 0 | 1 | 0 | 1 | 0 | 0 | 0 | 3 | 7.93 | 1 | Coriolis | null | null | null | null
| K200S | 251 | 1 | null | null | 1 | 0.5 | null | null | 0.5 | 0.25 | 0.2 | 0.1 | null | null | 10 | 5 | null | null | 0.6393 | 14.5 | 25 | 24.1667 | 8 | 2 | -0.001 | -0.001 | -9e-06 | 0.00175 | 0.0001 | 741 | null | null | -100 | 180 | 0.3625 | 7.25 | 10.15 | 0.0145 | 2 | 0.026873 | 2.07 | 0.56108 | 0.0508 | 4 | 57 | 1.524e-06 | 0.0001 | -0.0035 | 0.0318 | -0.1382 | 0.3288 | 0.4582 | 5.6549 | 0.00050652 | 0.80758 | 7.1174e-06 | 0.4582 | 5.6549 | 0.00050652 | 0.80758 | 7.1174e-06 | null | null | null | null | null | 3980 | 1594 | 1861 | 24800 | 4.55 | 4.6 | null | null | null | null | null | 621 | 530.4 | 4.35 | 4.4 | 0.000586 | 1 | 0.2 | 0.5 | 0 | 0 | 1 | 0 | 1 | 0 | 0 | 0 | 3 | 7.93 | 1 | Coriolis | null | null | null | null
| K300S | 252 | 1 | null | null | 1 | 0.5 | null | null | 0.5 | 0.25 | 0.2 | 0.1 | null | null | 10 | 5 | null | null | 1.6535 | 37.5 | 25 | 62.5 | 9 | 3 | -0.0018 | -0.0018 | -1.8e-05 | 0.004 | 0.0001 | 741 | null | null | -100 | 180 | 0.9375 | 18.75 | 26.25 | 0.0375 | 2 | 0.040234 | 3.07 | 0.65288 | 0.07303 | 4 | 52 | 1.524e-06 | 0.0001 | -0.0035 | 0.0318 | -0.1382 | 0.3288 | 0.27689 | 5.9372 | 0.00073044 | 0.96486 | 2.5681e-05 | 0.27689 | 5.9372 | 0.00073044 | 0.96486 | 2.5681e-05 | null | null | null | null | null | 9803.5 | 1797.2 | 2139.5 | 39300 | 4.5 | 4.6 | null | null | null | null | null | 558 | 473 | 4.34 | 4.42 | 0.001515 | 1 | 0.2 | 0.5 | 0 | 0 | 1 | 0 | 1 | 0 | 0 | 0 | 3 | 7.93 | 1 | Coriolis | null | null | null | null
LNG | LNGS06S | 2109 | 1 | null | null | 1 | 0.5 | null | null | 0.5 | 0.25 | null | null | null | null | null | null | null | null | 0.022046 | 0.3794 | 15 | 0.5 | 2 | 0.25 | 0 | 0 | 0 | 0.00175 | 0.0001 | 741 | null | null | -196 | 60 | 0.018917 | 0.37833 | 0.5 | 0.00049139 | 2 | 0.005334 | 0.62 | 0.37037 | 0.0254 | 4 | 87 | 1.524e-06 | 0.0001 | -0.0035 | 0.0318 | -0.1382 | 0.3288 | 0.98068 | 2.735 | 0.00022803 | 0.76922 | 0.00022803 | 0.98068 | 2.735 | 0.00022803 | 0.76922 | 0.00022803 | null | null | null | null | null | 40.2 | 4445 | 4663 | 0 | 4.65 | 4.34 | null | null | null | null | null | 224.9719 | 214.4542 | 4.93 | 4.23 | 1.5e-05 | 1 | 0.2 | 0.5 | 0 | 0 | 0 | 0 | 1 | 0 | 0 | 1 | 6 | 1 | 0 | Coriolis | null | null | null | null
| LNGM10S | 2110 | 1 | null | null | null | null | null | null | 0.5 | 0.25 | null | null | null | null | null | null | null | null | 0.22046 | 4.8333 | 15 | 5 | 6 | 1 | -0.0011 | -0.0011 | 0 | 0.00175 | 0.0001 | 741 | null | null | -196 | 60 | 0.16667 | 1.3 | 5 | 0.0083333 | 2 | 0.015697 | 1.075 | 0.42449 | 0.0381 | 1 | 180 | 1.524e-06 | 0.0001 | -0.0035 | 0.0318 | -0.1382 | 0.3288 | 3.2155 | 4.4334 | 0.0019278 | 3.1362 | 0.0017528 | 0.55739 | 4.9095 | 0.00077643 | 1.5692 | 0.00010418 | null | null | null | null | null | 909 | 1520 | 1767 | 12200 | 4.36 | 4.32 | null | null | null | null | null | 658 | 566 | 0 | 0 |  | 1 | 0.2 | 0.5 | 0 | 0 | 0 | 0 | 1 | 0 | 0 | 1 | 6 | 6.6 | 0 | Coriolis | null | null | null | null
Tantalum | TA010T | 650 | 5 | null | null | null | null | null | null | 0.1 | 0.05 | null | null | null | null | 1 | 0.5 | null | null | 0.001286 | 0.090278 | null | 0.097222 | 1 | 0.1 | 0 | 0 | 0 | 0.00175 | 0.0001 | 2245 | null | null | -40 | 175 |  |  |  |  | 2 | 0.003 | null | 0.71563 | 0.017 | 4 | 180 | 1.524e-06 | 0.0001 | -0.0035 | 0.0318 | -0.1382 | 0.3288 | 1 | 3 | 0.0011667 | 5.2348 | 0.0011628 | -1.4177 | 15.4768 | 0.001455 | 2.6116 | 0.0006562 | null | null | null | null | null | 1.1 | 14550 | 15600 | 319 | 1.32 | 2.4 | null | null | null | null | null | 68.4 |  |  |  |  | 1.5 | 1.5 | 0.5 | 0 | 0 | 1 | 0 | 0 | 0 | 0 | 1 | 6 | 4.33 | 2 | Coriolis | null | null | null | 0.1
| TA025T | 651 | 5 | null | null | null | null | null | null | 0.1 | 0.05 | null | null | null | null | 1 | 0.5 | null | null | 0.0044092 | 0.31389 | null | 0.33333 | 2 | 0.25 | 0 | 0 | 0 | 0.00175 | 0.0001 | 1142 | null | null | -40 | 175 |  |  |  |  | 2 | 0.0052 | null | 0.76389 | 0.021 | 4 | 180 | 1.524e-06 | 0.0001 | -0.0035 | 0.0318 | -0.1382 | 0.3288 | 4.5 | 122.6654 | 1.3624 | 4.9933 | 0.071071 | 0.68483 | 4.7193 | 0.0003818 | 0.37851 | 2.826e-05 | null | null | null | null | null | 3.47 | 10309.28 | 11111.11 | 501 | 1.74 | 2.01 | null | null | null | null | null | 97.7 |  |  |  |  | 1.5 | 1.5 | 0.5 | 0 | 0 | 1 | 0 | 0 | 0 | 0 | 1 | 6 | 4.33 | 2 | Coriolis | null | null | null | 0.1
| TA050T | 652 | 5 | null | null | null | null | null | null | 0.1 | 0.05 | null | null | null | null | 1 | 0.5 | null | null | 0.011023 | 0.83333 | null | 0.83333 | 4 | 0.5 | 0 | 0 | 0 | 0.00175 | 0.0001 | 852 | null | null | -40 | 175 |  |  |  |  | 2 | 0.009 | null | 0.96182 | 0.035 | 4 | 180 | 1.524e-06 | 0.0001 | -0.0035 | 0.0318 | -0.1382 | 0.3288 | 1.2 | 58.3727 | 1.6411 | 5.4668 | 0.10237 | 0.37805 | 0.68571 | 8.7972e-05 | 0.25522 | 2.0706e-05 | null | null | null | null | null | 8.33 | 14126 | 15873.02 | 294 | 1.9 | 1.88 | null | null | null | null | null | 70.8 |  |  |  |  | 1.5 | 1.5 | 0.5 | 0 | 0 | 1 | 0 | 0 | 0 | 0 | 1 | 6 | 4.33 | 2 | Coriolis | null | null | null | 0.1
| TA075T | 653 | 5 | null | null | null | null | null | null | 0.1 | 0.05 | null | null | null | null | 1 | 0.5 | null | null | 0.022046 | 1.4444 | null | 1.6667 | 5 | 0.75 | 0 | 0 | 0 | 0.00175 | 0.0001 | 1432 | null | null | -40 | 175 |  |  |  |  | 2 | 0.01 | null | 0.98352 | 0.035 | 4 | 180 | 1.524e-06 | 0.0001 | -0.0035 | 0.0318 | -0.1382 | 0.3288 | 0.855 | 0.34388 | 6.1739e-06 | 0.33568 | 6.6071e-06 | 0.096494 | 0.94527 | 0.00015406 | 0.47353 | 7.4109e-06 | null | null | null | null | null | 25.64 | 12500 | 13157.89 | 455 | 1.81 | 5.26 | null | null | null | null | null | 80.5 |  |  |  |  | 1.5 | 1.5 | 0.5 | 0 | 0 | 1 | 0 | 0 | 0 | 0 | 1 | 6 | 4.33 | 2 | Coriolis | null | null | null | 0.1
| TA100T | 654 | 5 | null | null | null | null | null | null | 0.1 | 0.05 | null | null | null | null | 1 | 0.5 | null | null | 0.066139 | 3.8056 | null | 5 | 6 | 1 | 0 | 0 | 0 | 0.00175 | 0.0001 | 920 | null | null | -40 | 175 |  |  |  |  | 2 | 0.016 | null | 1.2175 | 0.045 | 4 | 180 | 1.524e-06 | 0.0001 | -0.0035 | 0.0318 | -0.1382 | 0.3288 | 2.7 | 3.5827 | 0.0011284 | 8.477 | 0.0030309 | 0.13721 | 5.5455 | 0.00032146 | 0.42735 | 1.5548e-05 | null | null | null | null | null | 52.08 | 12658.23 | 14084.51 | 545 | 1.84 | 1.7 | null | null | null | null | null | 79.9 |  |  |  |  | 1.5 | 1.5 | 0.5 | 0 | 0 | 1 | 0 | 0 | 0 | 0 | 1 | 6 | 4.33 | 2 | Coriolis | null | null | null | 0.1
| TA200T | 655 | 5 | null | null | null | null | null | null | 0.1 | 0.05 | null | null | null | null | 1 | 0.5 | null | null | 0.11023 | 8.3333 | null | 8.3333 | 8 | 2 | 0 | 0 | 0 | 0.00175 | 0.0001 | 687 | null | null | -40 | 175 |  |  |  |  | 2 | 0.022 | null | 1.0902 | 0.062 | 4 | 95 | 1.524e-06 | 0.0001 | -0.0035 | 0.0318 | -0.1382 | 0.3288 | 0.2 | 0.48454 | 0.036192 | 1.0924 | 0.0015047 | 0.3263 | 0.16027 | 4.209e-06 | 0.10778 | 4.2147e-06 | null | null | null | null | null | 238.1 | 12048.19 | 13333.33 | 3394 | 1.97 | 1.88 | null | null | null | null | null | 85.1 |  |  |  |  | 1.5 | 1.5 | 0.5 | 0 | 0 | 1 | 0 | 0 | 0 | 0 | 1 | 6 | 4.33 | 2 | Coriolis | null | null | null | 0.1
| TA300T | 656 | 5 | null | null | null | null | null | null | 0.1 | 0.05 | null | null | null | null | 1 | 0.5 | null | null | 0.23883 | 18.0556 | null | 18.0556 | 9 | 3 | 0 | 0 | 0 | 0.00175 | 0.0001 | 983 | null | null | -40 | 175 |  |  |  |  | 2 | 0.0341 | null | 1.09 | 0.09 | 4 | 95 | 1.524e-06 | 0.0001 | -0.0035 | 0.0318 | -0.1382 | 0.3288 | -9.5 | 5 | 0.0057184 | 26.8477 | 0.00042295 | -0.81451 | 13.6344 | 0.00052826 | 0.89992 | 1e-12 | null | null | null | null | null | 1139.4 | 9389.91 | 10379.91 | 0 | 1.03 | 1.81 | null | null | null | null | null | 106.1 |  |  |  |  | 1.5 | 1.5 | 0.5 | 0 | 0 | 1 | 0 | 0 | 0 | 0 | 1 | 6 | 4.33 | 2 | Coriolis | null | null | null | 0.1
Note on AK1: Author: Numbers obtained from PMAP 9-4308
Note on AL1: Author: Numbers obtained from PMAP 9-4308
Note on AM1: Author: Numbers obtained from PMAP 9-4308
Note on CB6: Author: equal to 1/K1*10^6
Note on CC6: Author: equal to 1/K2*10^6
Note on AG12: Author: Not in accordance with ASME B31.3. 8/27/15
Note on AG13: Author: Not in accordance with ASME B31.3. 8/27/15
Note on AG14: Author: Not in accordance with ASME B31.3. 8/27/15
Note on AG15: Author: Not in accordance with ASME B31.3. 8/27/15
Note on AG16: Author: Not in accordance with ASME B31.3. 8/27/15
Note on AG17: Author: Not in accordance with ASME B31.3. 8/27/15
Note on AG18: Author: Not in accordance with ASME B31.3. 8/27/15
Note on AG19: Author: Not in accordance with ASME B31.3. 5/16/2016
Note on AG20: Author: Not in accordance with ASME B31.3. 5/16/2016
Note on AG21: Author: Not in accordance with ASME B31.3. 5/16/2016
Note on AG22: Author: Not in accordance with ASME B31.3. 5/16/2016
Note on AG23: Author: Not in accordance with ASME B31.3. 5/16/2016
Note on AG24: Author: Not in accordance with ASME B31.3. 5/16/2016
Note on AG25: Author: Not in accordance with ASME B31.3. 5/16/2016
Note on AG26: Author: Not in accordance with ASME B31.3. 5/16/2016
Note on AG27: Author: Not in accordance with ASME B31.3. 5/16/2016
Note on AG28: Author: Not in accordance with ASME B31.3. 5/16/2016
Note on AG29: Author: Not in accordance with ASME B31.3. 5/16/2016
Note on AG30: Author: Not in accordance with ASME B31.3. 5/16/2016
Note on AG31: Author: Not in accordance with ASME B31.3. 5/16/2016
Note on AG32: Author: Not in accordance with ASME B31.3. 5/16/2016
Note on AG75: Author: Not in accordance with ASME B31.3. 5/16/2016
Note on AG76: Author: Not in accordance with ASME B31.3. 5/16/2016
Note on K151: * Value = Value +/- const*[(zero stability / flow rate) × 100]% of rate This is not a flat spec. ** For PA (Product Advisor) Use .000001
Note on L151: * Value = Value +/- const*[(zero stability / flow rate) × 100]% of rate This is not a flat spec.
Note on K152: * Value = Value +/- const*[(zero stability / flow rate) × 100]% of rate This is not a flat spec. ** For PA (Product Advisor) Use .000001
Note on L152: * Value = Value +/- const*[(zero stability / flow rate) × 100]% of rate This is not a flat spec.
Note on K153: * Value = Value +/- const*[(zero stability / flow rate) × 100]% of rate This is not a flat spec. ** For PA (Product Advisor) Use .000001
Note on L153: * Value = Value +/- const*[(zero stability / flow rate) × 100]% of rate This is not a flat spec.
Note on V153: dp=0.57 bar
Note on K154: * Value = Value +/- const*[(zero stability / flow rate) × 100]% of rate This is not a flat spec. ** For PA (Product Advisor) Use .000001
Note on L154: * Value = Value +/- const*[(zero stability / flow rate) × 100]% of rate This is not a flat spec.
Note on K155: * Value = Value +/- const*[(zero stability / flow rate) × 100]% of rate This is not a flat spec. ** For PA (Product Advisor) Use .000001
Note on L155: * Value = Value +/- const*[(zero stability / flow rate) × 100]% of rate This is not a flat spec.
Note on K156: * Value = Value +/- const*[(zero stability / flow rate) × 100]% of rate This is not a flat spec. ** For PA (Product Advisor) Use .000001
Note on L156: * Value = Value +/- const*[(zero stability / flow rate) × 100]% of rate This is not a flat spec.
Note on K157: * Value = Value +/- const*[(zero stability / flow rate) × 100]% of rate This is not a flat spec. ** For PA (Product Advisor) Use .000001
Note on L157: * Value = Value +/- const*[(zero stability / flow rate) × 100]% of rate This is not a flat spec.
Note on V157: dp = 0.68 bar
* , **
* , **
* , **
* , **
* , **
* , **
* , **
* , **
* , **
* , **
* , **
* , **
* , **
* , **
* , **
* , **
* , **
* , **
* , **
* , **
* , **
* , **
* , **
* , **
* , **
*
*
*
*
*
*
*

## Density Viscosity
Reference Source ->
Notes -> | [15 empty] | Not Used in PA | Not Used in PA | [10 empty] | For T-piece installation (where velocity is higher than inline velocity limit and less than the maximum velocity), there is an additional maximum viscosity limitation. | Used for CF rules | Used for CF rules |  |  |  | Not Used for PA | Not Used for PA | Not Used for PA | Not Used for PA | Not Used for PA | Not Used for PA | Not Used for PA | Not Used for PA | Not Used for PA | Not Used for PA
Description -> |  |  |  |  | Gas Performance |  |  | Liquid Performance |  |  |  | Basic Meter Size Information |  |  |  | Environmental Compensation Values |  | Meter Ratings | [10 empty] | SSC Parameters |  | Sizing information |  |  | Reference Conditions - Average Sensor Values | [8 empty] | Engineering Sensor Properties | Pre-Ranking Selection Criteria | [13 empty] | Liquid Density Selection Criteria | [11 empty] | 1 inch in-line Installation Ranking
[5 empty] | Density |  |  | Density | [7 empty] | Pressure |  | Tube | Secondary Containment | Weldolet | [8 empty] | Density Calibration Range |  | Tube Density Meter sensor information |  |  | Density Calibration Factors |  |  | Temperature Effect on Density |  | Pressure Effect on Density |  |  |  |  | (0 Eliminate) (1 Retain) | [13 empty] | (Zero eliminates, Lower numbers MORE accurate) |  | (Zero eliminates, Lower numbers MORE suitable) | [9 empty] | (Higher numbers MORE suitable)
| Product | Meter Type | MeterID | Material | Accuracy | Accuracy | Repeatability | Accuracy | Repeatability | Special Calibration Accuracy | Special Calibration Repeatability | Max Gas Flow Rate | Max Liquid Flow Rate | Default Line Size | Default Line Size | Density | Density | Pressure Rating | Pressure Rating | Pressure Rating | Minimum Temperature | Maximum Temperature | Maximum Viscosity | Maximum Particle Size | Maximum Concentration | Inline Velocity Limit | Max Velocity Limit | Max Viscosity (T-piece) | Minimum | Maximum |  |  |  | K0 | K1 | K2 | DT_Dependent | T_Dependent |  |  |  |  | Air frequency | Fluid Type |  | Viscosity | Weights and Measures | Single Tube | Self-Draining Orientation | Hygienic Approvals | Direct Tank Insertion | In-Line/Slip Stream | Velocity Indication | Marketing Ranking | Customer Weighting | Customer Weighting | Customer Weighting | Liquid Density | Gas Density | <1 inch | 1 inch | 1 1/2 inch | 2 inch | 3 inch | 4 inch | 6 inch | 8 inch | 10 inch | >10 inch | 1" Value Parameter 1
Class Property-> | Product |  | MeterID | Material | DD_DensityAccuracy_Gas | DD_SGAccuracy_Gas | DD_DensityRepeat_Gas | DD_DensityAccuracy_Liquid | DD_DensityRepeat_Liquid | DD_DensityAccuracy_Liquid | DD_DensityRepeat_Liquid | DD_MaxGasFlowRate | DD_MaxLiquidFlowRate | LineSizeCode | LineSize | DD_PressureEffect_Density | DD_TemperatureEffect_Density | TubePressureRating | CasePressureRating |  | MinTemperatureRating | MaxTemperatureRating | MaxViscosityRating | MaxParticleSize | MaxConc | InVelLim | MaxVel | MaxViscTpiece | DD_Min_Cal_Range | DD_Max_Cal_Range | TubeID | TubeFlowLength | TubeRoughness | DD_calfactor_K0 | DD_calfactor_K1 | DD_calfactor_K2 | DD_calfactor_K18 | DD_calfactor_K19 | DD_Pres_coeff_K20A | DD_Pres_coeff_K20B | DD_Pres_coeff_K21A | DD_Pres_coeff_K21B | AvgAirFrequency | Gas_Den_Measurement | Liquid_Den_Measurement | Measurement | CustodyTransferWM | SingleTube | SelfDrainable | ThreeA_EHEDG | Line Size | Installation | Velocity_ind | Marketing_Rank | DD_Accuracy | MeterCost | Corrosion_Res | Sensor Accuracy | Sensor Accuracy | Line Size | Line Size | Line Size | Line Size | Line Size | Line Size | Line Size | Line Size | Line Size | Line Size | Meter_Cost
Units -> |  |  |  |  | % of point | % of point | % of point | (kg/m^3) | (kg/m^3) | (kg/m^3) | (kg/m^3) | (m^3/hr) | (m^3/hr) | (code) | (inches) | (kg/m^3 per bar) | (kg/m^3 per °C) | (psig) | (psig) | (psig) | (°C) | (°C) | cP | microns | percent | ft/sec | ft/sec | cP | (kg/m^3) | (kg/m^3) | (m) | (m) | (m) | (kg/m^3) | (kg/m^3 per micro-sec) | (kg/m^3 per micro-sec²) | (per °C) | (kg/m^3 per °C) |  |  |  |  | (Hz) | (kg/m^3) | (kg/m^3)
Sizing Code Variable -> | [46 empty] | CustodyTransferWM | [5 empty] | FutureUse1 | FutureUse2 | FutureUse3 | FutureUse4 | FutureUse3
Dedicated Density | 3098 | Gas-Density | 901 | 12 | null | 0.1 | 0.02 | null | null | null | null | 0.216 | null | 2 | 0.25 | 0 | 0.001 | 3625 | null | 0 | -30 | 50 | null | null | null | null | null | null | null | null | null | null | null | -60 | 0 | 0.003 | null | null | null | null | null | null | 1980 | 1 | 0 | 0 | 0 | 0 | 0 | 0 | 0 | 1 | 0 | 1 | 1 | 1 | 1 | 0 | 1 | 0 | 0 | 0 | 0 | 0 | 0 | 0 | 0 | 0 | 0 | null
| 7812 | Gas-Density | 902 | 9 | 0.1 | null | 0.02 | null | null | null | null | 0.01 | null | 2 | 0.25 | 0 | 0.001 | 3625 | null | 2175 | -20 | 85 | null | null | null | null | null | null | 1.5 | 400 | null | null | null | -110 | -0.02 | 0.00047 | 1e-05 | 0.0008 | null | null | null | null | 1980 | 1 | 0 | 0 | 0 | 0 | 0 | 0 | 0 | 1 | 0 | 1 | 1 | 1 | 1 | 0 | 1 | 0 | 0 | 0 | 0 | 0 | 0 | 0 | 0 | 0 | 0 | null
| SGM | Gas-Density | 912 | 9 | null | 0.1 | 0.02 | null | null | null | null | 0.216 | null | 2 | 0.25 | 0 | 0.001 | 3625 | null | 0 | -30 | 50 | null | null | null | null | null | null | null | null | null | null | null | -60 | 0 | 0.003 | null | null | null | null | null | null | 1980 | 1 | 0 | 0 | 0 | 0 | 0 | 0 | 0 | 1 | 0 | 1 | 1 | 1 | 1 | 0 | 1 | 0 | 0 | 0 | 0 | 0 | 0 | 0 | 0 | 0 | 0
| GDM | Gas-Density | 913 | 9 | 0.1 | null | 0.02 | null | null | null | null | 0.01 | null | 2 | 0.25 | 0 | 0.001 | 3625 | null | 2175 | -20 | 125 | null | null | null | null | null | null | 1.5 | 400 | null | null | null | -110 | -0.02 | 0.00047 | 1e-05 | 0.0008 | null | null | null | null | 1980 | 1 | 0 | 0 | 0 | 0 | 0 | 0 | 0 | 1 | 0 | 1 | 1 | 1 | 1 | 0 | 1 | 0 | 0 | 0 | 0 | 0 | 0 | 0 | 0 | 0 | 0
| 7826 | Fork-Density | 903 | 13 | null | null | null | 1 | 0.1 | null | null | null | 21000 | 0 | null | 0 | 0.1 | 3000 | null | 0 | -50 | 200 | 500 | 100 | 80 | 1.5 | 30 | 200 | 600 | 1250 | null | null | null | -2500 | 0.25 | 0.001639 | -0.00044 | -1.1 | null | null | null | null | 1910 | 0 | 1 | 0 | 0 | 0 | 1 | 0 | 1 | 1 | 0 | 1 | 1 | 1 | 1 | 5 | 0 | 0 | 0.6 | 0.6 | 0.6 | 0.1 | 0.1 | 0.1 | 0.1 | 0.1 | 0.1 | null
| 7827 | Fork-Viscosity | 904 | 1 | null | null | null | 1 | 0.1 | null | null | null | 21000 | 0 | null | 0 | 0.1 | 3000 | null | 0 | -50 | 200 | 20000 | 100 | 80 | 1.5 | 30 | 200 | 600 | 1250 | null | null | null | -2450 | -0.1 | 0.009205 | -0.00048 | -1.1 | null | null | null | null | 1910 | 0 | 0 | 1 | 0 | 0 | 1 | 0 | 1 | 1 | 0 | 1 | 1 | 1 | 1 | 5 | 0 | 0 | 0.6 | 0.6 | 0.6 | 0.1 | 0.1 | 0.1 | 0.1 | 0.1 | 0.1 | null
| 7828 | Fork-Density | 905 | 13 | null | null | null | 1 | 0.1 | null | null | null | 21000 | 0 | null | 0 | 0.1 | 3000 | null | 0 | -50 | 200 | 20000 | 100 | 80 | 1.5 | 30 | 200 | 600 | 1250 | null | null | null | -2450 | -0.1 | 0.009205 | -0.00048 | -1.1 | null | null | null | null | 1910 | 0 | 1 | 0 | 0 | 0 | 1 | 0 | 1 | 1 | 0 | 1 | 1 | 1 | 1 | 5 | 0 | 0 | 0.6 | 0.6 | 0.6 | 0.1 | 0.1 | 0.1 | 0.1 | 0.1 | 0.1 | null
| 7829 | Fork-Viscosity | 906 | 15 | null | null | null | 1 | 0.1 | null | null | null | 21000 | 0 | null | 0 | 0.1 | 3000 | null | 0 | -50 | 200 | 20000 | 100 | 80 | 1.5 | 30 | 200 | 600 | 1250 | null | null | null | -2450 | -0.1 | 0.009205 | -0.00048 | -1.1 | null | null | null | null | 1910 | 0 | 0 | 1 | 0 | 0 | 1 | 0 | 1 | 1 | 0 | 1 | 1 | 1 | 1 | 5 | 0 | 0 | 0.6 | 0.6 | 0.6 | 0.1 | 0.1 | 0.1 | 0.1 | 0.1 | 0.1 | null
| FDM | Fork-Density | 914 | 13 | null | null | null | 1 | 0.1 | null | null | null | 21000 | 0 | null | 0 | 0.1 | 3000 | null | 0 | -50 | 200 | 20000 | 150 | 80 | 1.5 | 30 | 200 | 600 | 1250 | null | null | null | -2450 | -0.1 | 0.009205 | -0.00048 | -1.1 | null | null | null | null | 1910 | 0 | 1 | 0 | 0 | 0 | 1 | 0 | 1 | 1 | 0 | 1 | 1 | 1 | 1 | 5 | 0 | 0 | 0.6 | 0.6 | 0.6 | 0.1 | 0.1 | 0.1 | 0.1 | 0.1 | 0.1
| FVM | Fork-Viscosity | 915 | 1 | null | null | null | 1 | 0.1 | null | null | null | 21000 | 0 | null | 0 | 0.1 | 3000 | null | 0 | -50 | 200 | 20000 | 150 | 80 | 1.5 | 30 | 200 | 600 | 1250 | null | null | null | -2450 | -0.1 | 0.009205 | -0.00048 | -1.1 | null | null | null | null | 1910 | 0 | 0 | 1 | 0 | 0 | 1 | 0 | 1 | 1 | 0 | 1 | 1 | 1 | 1 | 5 | 0 | 0 | 0.6 | 0.6 | 0.6 | 0.1 | 0.1 | 0.1 | 0.1 | 0.1 | 0.1
| HFVM | Fork-Viscosity | 916 | 1 | null | null | null | 1 | 0.1 | null | null | null | 21000 | 0 | null | 0 | 0.1 | 3000 | null | 0 | -50 | 200 | 20000 | 150 | 80 | 1.5 | 30 | 200 | 600 | 1250 | null | null | null | -2450 | -0.1 | 0.009205 | -0.00048 | -1.1 | null | null | null | null | 1910 | 0 | 0 | 1 | 0 | 0 | 1 | 0 | 1 | 1 | 0 | 1 | 1 | 1 | 1 | 5 | 0 | 0 | 0.6 | 0.6 | 0.6 | 0.1 | 0.1 | 0.1 | 0.1 | 0.1 | 0.1
| 7835 | Tube-Density | 907 | 9 | null | null | null | 0.15 | 0.02 | 0.1 | 0.02 | null | 15 | 6 | 1 | 0.003 | 0.005 | 2175.5 | 1450.4 | 0 | -50 | 110 | null | 100 | null | null | null | null | 300 | 1100 | 0.0236 | 1.027 | 1.524e-06 | -1110 | -0.3 | 0.00117 | -2e-05 | 0.01 | 1e-05 | -1e-06 | 0.15 | -0.0025 | 909 | 0 | 1 | 0 | 1 | 1 | 1 | 0 | 0 | 1 | 0 | 1 | 1 | 1 | 1 | 1 | 0 | 1 | 0.6 | 0.6 | 0 | 0 | 0 | 0 | 0 | 0 | 0 | null
| 7845 | Tube-Density | 909 | 1 | null | null | null | 0.35 | 0.05 | 0.1 | 0.05 | null | 15 | 6 | 1 | 0.006 | 0.05 | 1450.4 | 1450.4 | 0 | -50 | 160 | null | 100 | null | null | null | null | 600 | 1600 | 0.0236 | 1.027 | 1.524e-06 | -1220 | -0.3 | 0.00135 | -0.0003 | -0.0003 | 1.5e-05 | -1.5e-06 | 0.12 | -0.0023 | 909 | 0 | 1 | 0 | 0 | 1 | 1 | 0 | 0 | 1 | 0 | 1 | 1 | 1 | 1 | 2 | 0 | 1 | 0.6 | 0.6 | 0 | 0 | 0 | 0 | 0 | 0 | 0 | null
| 7846 | Tube-Density | 910 | 2 | null | null | null | 0.35 | 0.05 | 0.1 | 0.05 | null | 15 | 6 | 1 | 0.006 | 0.05 | 1450.4 | 1450.4 | 0 | -50 | 160 | null | 100 | null | null | null | null | 600 | 1600 | 0.0236 | 1.027 | 1.524e-06 | -1220 | -0.3 | 0.00135 | -0.0003 | -0.0003 | 1.5e-05 | -1.5e-06 | 0.12 | -0.0023 | 909 | 0 | 1 | 0 | 0 | 1 | 1 | 0 | 0 | 1 | 0 | 1 | 1 | 1 | 1 | 2 | 0 | 1 | 0.6 | 0.6 | 0 | 0 | 0 | 0 | 0 | 0 | 0
| 7847 | Tube-Density | 911 | 1 | null | null | null | 0.35 | 0.05 | 0.1 | 0.05 | null | 15 | 6 | 1 | 0.006 | 0.05 | 290.1 | null | 0 | -50 | 160 | null | 100 | null | null | null | null | 600 | 1600 | 0.0236 | 1.027 | 1.524e-06 | -1220 | -0.3 | 0.00135 | -0.0003 | -0.0003 | 1.5e-05 | -1.5e-06 | 0.12 | -0.0023 | 909 | 0 | 1 | 0 | 0 | 1 | 1 | 1 | 0 | 1 | 0 | 1 | 1 | 1 | 1 | 2 | 0 | 1 | 0.6 | 0.6 | 0 | 0 | 0 | 0 | 0 | 0 | 0 | null
| CDM100P | Tube-Density | 917 | 8 | null | null | null | 0.1 | 0.02 | 0.1 | 0.02 | null | 15 | 6 | 1 | -0.0062 | 0.015 | 3626 | 650 | 0 | -50 | 204 | 20000 | null | null | null | null | null | 300 | 1100 | 0.014973 | 0.74676 | 1.524e-06 | -3583 | 0 | 0.000143 | -0.0003 | -0.0003 | 1.5e-05 | -1.5e-06 | 0.12 | -0.0023 | 174.7641 | 0 | 1 | 0 | 1 | 0 | 1 | 0 | 0 | 1 | 1 | 1 | 1 | 1 | 1 | 1 | 0 | 1 | 0.6 | 0.6 | 0 | 0 | 0 | 0 | 0 | 0 | 0
| CDM100M | Tube-Density | 918 | 1 | null | null | null | 0.2 | 0.02 | 0.1 | 0.02 | null | 15 | 6 | 1 | -0.01 | 0.015 | 1500 | 650 | 0 | -50 | 204 | 20000 | null | null | null | null | null | 300 | 1100 | 0.015685 | 0.74676 | 1.524e-06 | -2968 | 0 | 0.000114 | -0.0003 | -0.0003 | 1.5e-05 | -1.5e-06 | 0.12 | -0.0023 | 169.4915 | 0 | 1 | 0 | 1 | 0 | 1 | 0 | 0 | 1 | 1 | 1 | 1 | 1 | 1 | 2 | 0 | 1 | 0.6 | 0.6 | 0 | 0 | 0 | 0 | 0 | 0 | 0
Elite | CMF010M |  | coriolis | coriolis | null | null | null | 0.5 | 0.2 | null | null | Coriolis | Coriolis | Coriolis | Coriolis | Coriolis | Coriolis | Coriolis | Coriolis | 0 | Coriolis | Coriolis | null | null | null | null | null | null | 1.2 | 998 | coriolis | coriolis | coriolis | NULL | NULL | NULL | NULL | NULL | NULL | NULL | NULL | NULL | coriolis | 0 | 1 | 0 | 0 | 1 | 0 | 0 | 0 | 1 | 1 | 1 | 1 | 1 | 1 | 3 | 0 | 1 | 0 | 0 | 0 | 0 | 0 | 0 | 0 | 0 | 0 | null
| CMF010H |  | coriolis | coriolis | null | null | null | 0.5 | 0.2 | null | null | Coriolis | Coriolis | Coriolis | Coriolis | Coriolis | Coriolis | Coriolis | Coriolis | 0 | Coriolis | Coriolis | null | null | null | null | null | null | 1.2 | 998 | coriolis | coriolis | coriolis | NULL | NULL | NULL | NULL | NULL | NULL | NULL | NULL | NULL | coriolis | 0 | 1 | 0 | 0 | 1 | 0 | 0 | 0 | 1 | 1 | 1 | 1 | 1 | 1 | 3 | 0 | 1 | 0 | 0 | 0 | 0 | 0 | 0 | 0 | 0 | 0 | null
| CMF010L |  | coriolis | coriolis | null | null | null | 0.5 | 0.2 | null | null | Coriolis | Coriolis | Coriolis | Coriolis | Coriolis | Coriolis | Coriolis | Coriolis | 0 | Coriolis | Coriolis | null | null | null | null | null | null | 1.2 | 998 | coriolis | coriolis | coriolis | NULL | NULL | NULL | NULL | NULL | NULL | NULL | NULL | NULL | coriolis | 0 | 1 | 0 | 0 | 1 | 0 | 0 | 0 | 1 | 1 | 1 | 1 | 1 | 1 | 3 | 0 | 1 | 0 | 0 | 0 | 0 | 0 | 0 | 0 | 0 | 0 | null
| CMF010P |  | coriolis | coriolis | null | null | null | 0.5 | 0.2 | null | null | Coriolis | Coriolis | Coriolis | Coriolis | Coriolis | Coriolis | Coriolis | Coriolis | 0 | Coriolis | Coriolis | null | null | null | null | null | null | 1.2 | 998 | coriolis | coriolis | coriolis | NULL | NULL | NULL | NULL | NULL | NULL | NULL | NULL | NULL | coriolis | 0 | 1 | 0 | 0 | 1 | 0 | 0 | 0 | 1 | 1 | 1 | 1 | 1 | 1 | 3 | 0 | 1 | 0 | 0 | 0 | 0 | 0 | 0 | 0 | 0 | 0 | null
| CMFS010M |  | coriolis | coriolis | null | null | null | 0.5 | 0.2 | null | null | Coriolis | Coriolis | Coriolis | Coriolis | Coriolis | Coriolis | Coriolis | Coriolis | 0 | Coriolis | Coriolis | null | null | null | null | null | null | 1.2 | 998 | coriolis | coriolis | coriolis | NULL | NULL | NULL | NULL | NULL | NULL | NULL | NULL | NULL | coriolis | 0 | 1 | 0 | 0 | 0 | 1 | 1 | 0 | 1 | 1 | 1 | 1 | 1 | 1 | 3 | 0 | 1 | 0 | 0 | 0 | 0 | 0 | 0 | 0 | 0 | 0 | null
| CMFS010H |  | coriolis | coriolis | null | null | null | 0.5 | 0.2 | null | null | Coriolis | Coriolis | Coriolis | Coriolis | Coriolis | Coriolis | Coriolis | Coriolis | 0 | Coriolis | Coriolis | null | null | null | null | null | null | 1.2 | 998 | coriolis | coriolis | coriolis | NULL | NULL | NULL | NULL | NULL | NULL | NULL | NULL | NULL | coriolis | 0 | 1 | 0 | 0 | 0 | 1 | 1 | 0 | 1 | 1 | 1 | 1 | 1 | 1 | 3 | 0 | 1 | 0 | 0 | 0 | 0 | 0 | 0 | 0 | 0 | 0 | null
| CMFS010P |  | coriolis | coriolis | null | null | null | 0.5 | 0.2 | null | null | Coriolis | Coriolis | Coriolis | Coriolis | Coriolis | Coriolis | Coriolis | Coriolis | 0 | Coriolis | Coriolis | null | null | null | null | null | null | 1.2 | 998 | coriolis | coriolis | coriolis | NULL | NULL | NULL | NULL | NULL | NULL | NULL | NULL | NULL | coriolis | 0 | 1 | 0 | 0 | 0 | 1 | 1 | 0 | 1 | 1 | 1 | 1 | 1 | 1 | 3 | 0 | 1 | 0 | 0 | 0 | 0 | 0 | 0 | 0 | 0 | 0 | null
| CMFS015M |  | coriolis | coriolis | null | null | null | 0.5 | 0.2 | null | null | Coriolis | Coriolis | Coriolis | Coriolis | Coriolis | Coriolis | Coriolis | Coriolis | 0 | Coriolis | Coriolis | null | null | null | null | null | null | 1.2 | 998 | coriolis | coriolis | coriolis | NULL | NULL | NULL | NULL | NULL | NULL | NULL | NULL | NULL | coriolis | 0 | 1 | 0 | 0 | 0 | 1 | 1 | 0 | 1 | 1 | 1 | 1 | 1 | 1 | 3 | 0 | 1 | 0 | 0 | 0 | 0 | 0 | 0 | 0 | 0 | 0 | null
| CMFS015H |  | coriolis | coriolis | null | null | null | 0.5 | 0.2 | null | null | Coriolis | Coriolis | Coriolis | Coriolis | Coriolis | Coriolis | Coriolis | Coriolis | 0 | Coriolis | Coriolis | null | null | null | null | null | null | 1.2 | 998 | coriolis | coriolis | coriolis | NULL | NULL | NULL | NULL | NULL | NULL | NULL | NULL | NULL | coriolis | 0 | 1 | 0 | 0 | 0 | 1 | 1 | 0 | 1 | 1 | 1 | 1 | 1 | 1 | 3 | 0 | 1 | 0 | 0 | 0 | 0 | 0 | 0 | 0 | 0 | 0 | null
| CMFS015P |  | coriolis | coriolis | null | null | null | 0.5 | 0.2 | null | null | Coriolis | Coriolis | Coriolis | Coriolis | Coriolis | Coriolis | Coriolis | Coriolis | 0 | Coriolis | Coriolis | null | null | null | null | null | null | 1.2 | 998 | coriolis | coriolis | coriolis | NULL | NULL | NULL | NULL | NULL | NULL | NULL | NULL | NULL | coriolis | 0 | 1 | 0 | 0 | 0 | 1 | 1 | 0 | 1 | 1 | 1 | 1 | 1 | 1 | 3 | 0 | 1 | 0 | 0 | 0 | 0 | 0 | 0 | 0 | 0 | 0 | null
| CMF025M |  | coriolis | coriolis | null | null | null | 0.5 | 0.2 | 0.2 | 0.1 | Coriolis | Coriolis | Coriolis | Coriolis | Coriolis | Coriolis | Coriolis | Coriolis | 0 | Coriolis | Coriolis | null | null | null | null | null | null | 1.2 | 998 | coriolis | coriolis | coriolis | NULL | NULL | NULL | NULL | NULL | NULL | NULL | NULL | NULL | coriolis | 0 | 1 | 0 | 0 | 0 | 0 | 0 | 0 | 1 | 1 | 1 | 1 | 1 | 1 | 3 | 0 | 0.8 | 0 | 0 | 0 | 0 | 0 | 0 | 0 | 0 | 0 | null
| CMF025H |  | coriolis | coriolis | null | null | null | 0.5 | 0.2 | 0.2 | 0.1 | Coriolis | Coriolis | Coriolis | Coriolis | Coriolis | Coriolis | Coriolis | Coriolis | 0 | Coriolis | Coriolis | null | null | null | null | null | null | 1.2 | 998 | coriolis | coriolis | coriolis | NULL | NULL | NULL | NULL | NULL | NULL | NULL | NULL | NULL | coriolis | 0 | 1 | 0 | 0 | 0 | 0 | 0 | 0 | 1 | 1 | 1 | 1 | 1 | 1 | 3 | 0 | 0.8 | 0 | 0 | 0 | 0 | 0 | 0 | 0 | 0 | 0 | null
| CMF025L |  | coriolis | coriolis | null | null | null | 0.5 | 0.2 | 0.2 | 0.1 | Coriolis | Coriolis | Coriolis | Coriolis | Coriolis | Coriolis | Coriolis | Coriolis | 0 | Coriolis | Coriolis | null | null | null | null | null | null | 1.2 | 998 | coriolis | coriolis | coriolis | NULL | NULL | NULL | NULL | NULL | NULL | NULL | NULL | NULL | coriolis | 0 | 1 | 0 | 0 | 0 | 0 | 0 | 0 | 1 | 1 | 1 | 1 | 1 | 1 | 3 | 0 | 0.8 | 0 | 0 | 0 | 0 | 0 | 0 | 0 | 0 | 0 | null
| CMF050M |  | coriolis | coriolis | null | null | null | 0.5 | 0.2 | 0.2 | 0.1 | Coriolis | Coriolis | Coriolis | Coriolis | Coriolis | Coriolis | Coriolis | Coriolis | 0 | Coriolis | Coriolis | null | null | null | null | null | null | 1.2 | 998 | coriolis | coriolis | coriolis | NULL | NULL | NULL | NULL | NULL | NULL | NULL | NULL | NULL | coriolis | 0 | 1 | 0 | 0 | 0 | 0 | 0 | 0 | 1 | 1 | 1 | 1 | 1 | 1 | 3 | 0 | 0.8 | 1 | 0 | 0 | 0 | 0 | 0 | 0 | 0 | 0 | null
| CMF050H |  | coriolis | coriolis | null | null | null | 0.5 | 0.2 | 0.2 | 0.1 | Coriolis | Coriolis | Coriolis | Coriolis | Coriolis | Coriolis | Coriolis | Coriolis | 0 | Coriolis | Coriolis | null | null | null | null | null | null | 1.2 | 998 | coriolis | coriolis | coriolis | NULL | NULL | NULL | NULL | NULL | NULL | NULL | NULL | NULL | coriolis | 0 | 1 | 0 | 0 | 0 | 0 | 0 | 0 | 1 | 1 | 1 | 1 | 1 | 1 | 3 | 0 | 0.8 | 1 | 0 | 0 | 0 | 0 | 0 | 0 | 0 | 0 | null
| CMF050L |  | coriolis | coriolis | null | null | null | 0.5 | 0.2 | 0.2 | 0.1 | Coriolis | Coriolis | Coriolis | Coriolis | Coriolis | Coriolis | Coriolis | Coriolis | 0 | Coriolis | Coriolis | null | null | null | null | null | null | 1.2 | 998 | coriolis | coriolis | coriolis | NULL | NULL | NULL | NULL | NULL | NULL | NULL | NULL | NULL | coriolis | 0 | 1 | 0 | 0 | 0 | 0 | 0 | 0 | 1 | 1 | 1 | 1 | 1 | 1 | 3 | 0 | 0.8 | 1 | 0 | 0 | 0 | 0 | 0 | 0 | 0 | 0 | null
| CMFS100M |  | coriolis | coriolis | null | null | null | 0.5 | 0.2 | 0.2 | 0.1 | Coriolis | Coriolis | Coriolis | Coriolis | Coriolis | Coriolis | Coriolis | Coriolis | 0 | Coriolis | Coriolis | null | null | null | null | null | null | 1.2 | 998 | coriolis | coriolis | coriolis | NULL | NULL | NULL | NULL | NULL | NULL | NULL | NULL | NULL | coriolis | 0 | 1 | 0 | 0 | 0 | 1 | 0 | 0 | 1 | 1 | 1 | 1 | 1 | 1 | 3 | 0 | 1 | 1 | 1 | 0 | 0 | 0 | 0 | 0 | 0 | 0
| CMFS100P |  | coriolis | coriolis | null | null | null | 0.5 | 0.2 | 0.2 | 0.1 | Coriolis | Coriolis | Coriolis | Coriolis | Coriolis | Coriolis | Coriolis | Coriolis | 0 | Coriolis | Coriolis | null | null | null | null | null | null | 1.2 | 998 | coriolis | coriolis | coriolis | NULL | NULL | NULL | NULL | NULL | NULL | NULL | NULL | NULL | coriolis | 0 | 1 | 0 | 0 | 0 | 1 | 0 | 0 | 1 | 1 | 1 | 1 | 1 | 1 | 3 | 0 | 1 | 1 | 1 | 0 | 0 | 0 | 0 | 0 | 0 | 0
| CMF100M |  | coriolis | coriolis | null | null | null | 0.5 | 0.2 | 0.2 | 0.1 | Coriolis | Coriolis | Coriolis | Coriolis | Coriolis | Coriolis | Coriolis | Coriolis | 0 | Coriolis | Coriolis | null | null | null | null | null | null | 1.2 | 998 | coriolis | coriolis | coriolis | NULL | NULL | NULL | NULL | NULL | NULL | NULL | NULL | NULL | coriolis | 0 | 1 | 0 | 0 | 0 | 0 | 0 | 0 | 1 | 1 | 1 | 1 | 1 | 1 | 3 | 0 | 1 | 0.6 | 0.8 | 0 | 0 | 0 | 0 | 0 | 0 | 0 | null
| CMF100H |  | coriolis | coriolis | null | null | null | 0.5 | 0.2 | 0.2 | 0.1 | Coriolis | Coriolis | Coriolis | Coriolis | Coriolis | Coriolis | Coriolis | Coriolis | 0 | Coriolis | Coriolis | null | null | null | null | null | null | 1.2 | 998 | coriolis | coriolis | coriolis | NULL | NULL | NULL | NULL | NULL | NULL | NULL | NULL | NULL | coriolis | 0 | 1 | 0 | 0 | 0 | 0 | 0 | 0 | 1 | 1 | 1 | 1 | 1 | 1 | 3 | 0 | 1 | 0.6 | 0.8 | 0 | 0 | 0 | 0 | 0 | 0 | 0 | null
| CMF100L |  | coriolis | coriolis | null | null | null | 0.5 | 0.2 | 0.2 | 0.1 | Coriolis | Coriolis | Coriolis | Coriolis | Coriolis | Coriolis | Coriolis | Coriolis | 0 | Coriolis | Coriolis | null | null | null | null | null | null | 1.2 | 998 | coriolis | coriolis | coriolis | NULL | NULL | NULL | NULL | NULL | NULL | NULL | NULL | NULL | coriolis | 0 | 1 | 0 | 0 | 0 | 0 | 0 | 0 | 1 | 1 | 1 | 1 | 1 | 1 | 3 | 0 | 1 | 0.6 | 0.8 | 0 | 0 | 0 | 0 | 0 | 0 | 0 | null
| CMF200M |  | coriolis | coriolis | null | null | null | 0.5 | 0.2 | 0.2 | 0.1 | Coriolis | Coriolis | Coriolis | Coriolis | Coriolis | Coriolis | Coriolis | Coriolis | 0 | Coriolis | Coriolis | null | null | null | null | null | null | 1.2 | 998 | coriolis | coriolis | coriolis | NULL | NULL | NULL | NULL | NULL | NULL | NULL | NULL | NULL | coriolis | 0 | 1 | 0 | 0 | 0 | 1 | 0 | 0 | 1 | 1 | 1 | 1 | 1 | 1 | 3 | 0 | 0 | 1 | 0.6 | 0.6 | 0.8 | 0 | 0 | 0 | 0 | 0 | null
| CMF200H |  | coriolis | coriolis | null | null | null | 0.5 | 0.2 | 0.2 | 0.1 | Coriolis | Coriolis | Coriolis | Coriolis | Coriolis | Coriolis | Coriolis | Coriolis | 0 | Coriolis | Coriolis | null | null | null | null | null | null | 1.2 | 998 | coriolis | coriolis | coriolis | NULL | NULL | NULL | NULL | NULL | NULL | NULL | NULL | NULL | coriolis | 0 | 1 | 0 | 0 | 0 | 1 | 0 | 0 | 1 | 1 | 1 | 1 | 1 | 1 | 3 | 0 | 0 | 1 | 0.6 | 0.6 | 0.8 | 0 | 0 | 0 | 0 | 0 | null
| CMF200A |  | coriolis | coriolis | null | null | null | 0.5 | 0.2 | 0.2 | 0.1 | Coriolis | Coriolis | Coriolis | Coriolis | Coriolis | Coriolis | Coriolis | Coriolis | 0 | Coriolis | Coriolis | null | null | null | null | null | null | 1.2 | 998 | coriolis | coriolis | coriolis | NULL | NULL | NULL | NULL | NULL | NULL | NULL | NULL | NULL | coriolis | 0 | 1 | 0 | 0 | 0 | 1 | 0 | 0 | 1 | 1 | 1 | 1 | 1 | 1 | 3 | 0 | 0 | 1 | 0.6 | 0.6 | 0.8 | 0 | 0 | 0 | 0 | 0 | null
| CMF200B |  | coriolis | coriolis | null | null | null | 0.5 | 0.2 | 0.2 | 0.1 | Coriolis | Coriolis | Coriolis | Coriolis | Coriolis | Coriolis | Coriolis | Coriolis | 0 | Coriolis | Coriolis | null | null | null | null | null | null | 1.2 | 998 | coriolis | coriolis | coriolis | NULL | NULL | NULL | NULL | NULL | NULL | NULL | NULL | NULL | coriolis | 0 | 1 | 0 | 0 | 0 | 1 | 0 | 0 | 1 | 1 | 1 | 1 | 1 | 1 | 3 | 0 | 0 | 1 | 0.6 | 0.6 | 0.8 | 0 | 0 | 0 | 0 | 0 | null
| CMF200L |  | coriolis | coriolis | null | null | null | 0.5 | 0.2 | 0.2 | 0.1 | Coriolis | Coriolis | Coriolis | Coriolis | Coriolis | Coriolis | Coriolis | Coriolis | 0 | Coriolis | Coriolis | null | null | null | null | null | null | 1.2 | 998 | coriolis | coriolis | coriolis | NULL | NULL | NULL | NULL | NULL | NULL | NULL | NULL | NULL | coriolis | 0 | 1 | 0 | 0 | 0 | 1 | 0 | 0 | 1 | 1 | 1 | 1 | 1 | 1 | 3 | 0 | 0 | 1 | 0.6 | 0.6 | 0.8 | 0 | 0 | 0 | 0 | 0 | null
| CMF300M |  | coriolis | coriolis | null | null | null | 0.5 | 0.2 | 0.2 | 0.1 | Coriolis | Coriolis | Coriolis | Coriolis | Coriolis | Coriolis | Coriolis | Coriolis | 0 | Coriolis | Coriolis | null | null | null | null | null | null | 1.2 | 998 | coriolis | coriolis | coriolis | NULL | NULL | NULL | NULL | NULL | NULL | NULL | NULL | NULL | coriolis | 0 | 1 | 0 | 0 | 0 | 1 | 0 | 0 | 1 | 1 | 1 | 1 | 1 | 1 | 3 | 0 | 0 | 0 | 0 | 1 | 0.6 | 0.8 | 0 | 0 | 0 | 0 | null
| CMF300H |  | coriolis | coriolis | null | null | null | 0.5 | 0.2 | 0.2 | 0.1 | Coriolis | Coriolis | Coriolis | Coriolis | Coriolis | Coriolis | Coriolis | Coriolis | 0 | Coriolis | Coriolis | null | null | null | null | null | null | 1.2 | 998 | coriolis | coriolis | coriolis | NULL | NULL | NULL | NULL | NULL | NULL | NULL | NULL | NULL | coriolis | 0 | 1 | 0 | 0 | 0 | 1 | 0 | 0 | 1 | 1 | 1 | 1 | 1 | 1 | 3 | 0 | 0 | 0 | 0 | 1 | 0.6 | 0.8 | 0 | 0 | 0 | 0 | null
| CMF300A |  | coriolis | coriolis | null | null | null | 0.5 | 0.2 | 0.2 | 0.1 | Coriolis | Coriolis | Coriolis | Coriolis | Coriolis | Coriolis | Coriolis | Coriolis | 0 | Coriolis | Coriolis | null | null | null | null | null | null | 1.2 | 998 | coriolis | coriolis | coriolis | NULL | NULL | NULL | NULL | NULL | NULL | NULL | NULL | NULL | coriolis | 0 | 1 | 0 | 0 | 0 | 1 | 0 | 0 | 1 | 1 | 1 | 1 | 1 | 1 | 3 | 0 | 0 | 0 | 0 | 1 | 0.6 | 0.8 | 0 | 0 | 0 | 0 | null
| CMF300B |  | coriolis | coriolis | null | null | null | 0.5 | 0.2 | 0.2 | 0.1 | Coriolis | Coriolis | Coriolis | Coriolis | Coriolis | Coriolis | Coriolis | Coriolis | 0 | Coriolis | Coriolis | null | null | null | null | null | null | 1.2 | 998 | coriolis | coriolis | coriolis | NULL | NULL | NULL | NULL | NULL | NULL | NULL | NULL | NULL | coriolis | 0 | 1 | 0 | 0 | 0 | 1 | 0 | 0 | 1 | 1 | 1 | 1 | 1 | 1 | 3 | 0 | 0 | 0 | 0 | 1 | 0.6 | 0.8 | 0 | 0 | 0 | 0 | null
| CMF300L |  | coriolis | coriolis | null | null | null | 0.5 | 0.2 | 0.2 | 0.1 | Coriolis | Coriolis | Coriolis | Coriolis | Coriolis | Coriolis | Coriolis | Coriolis | 0 | Coriolis | Coriolis | null | null | null | null | null | null | 1.2 | 998 | coriolis | coriolis | coriolis | NULL | NULL | NULL | NULL | NULL | NULL | NULL | NULL | NULL | coriolis | 0 | 1 | 0 | 0 | 0 | 1 | 0 | 0 | 1 | 1 | 1 | 1 | 1 | 1 | 3 | 0 | 0 | 0 | 0 | 1 | 0.6 | 0.8 | 0 | 0 | 0 | 0 | null
| CMF350A |  | coriolis | coriolis | null | null | null | 0.5 | 0.2 | 0.2 | 0.1 | Coriolis | Coriolis | Coriolis | Coriolis | Coriolis | Coriolis | Coriolis | Coriolis | 0 | Coriolis | Coriolis | null | null | null | null | null | null | 1.2 | 998 | coriolis | coriolis | coriolis | NULL | NULL | NULL | NULL | NULL | NULL | NULL | NULL | NULL | coriolis | 0 | 1 | 0 | 0 | 0 | 1 | 0 | 0 | 1 | 1 | 1 | 1 | 1 | 1 | 3 | 0 | 0 | 0 | 0 | 1 | 0.8 | 0.6 | 0.8 | 0 | 0 | 0
| CMF350G |  | coriolis | coriolis | null | null | null | 1 | 0.5 | 0.2 | 0.1 | Coriolis | Coriolis | Coriolis | Coriolis | Coriolis | Coriolis | Coriolis | Coriolis | 0 | Coriolis | Coriolis | null | null | null | null | null | null | 1.2 | 998 | coriolis | coriolis | coriolis | NULL | NULL | NULL | NULL | NULL | NULL | NULL | NULL | NULL | coriolis | 0 | 1 | 0 | 0 | 0 | 1 | 0 | 0 | 1 | 1 | 1 | 1 | 1 | 1 | 3 | 0 | 0 | 0 | 0 | 1 | 0.8 | 0.6 | 0.8 | 0 | 0 | 0
| CMF350M |  | coriolis | coriolis | null | null | null | 0.5 | 0.2 | 0.2 | 0.1 | Coriolis | Coriolis | Coriolis | Coriolis | Coriolis | Coriolis | Coriolis | Coriolis | 0 | Coriolis | Coriolis | null | null | null | null | null | null | 1.2 | 998 | coriolis | coriolis | coriolis | NULL | NULL | NULL | NULL | NULL | NULL | NULL | NULL | NULL | coriolis | 0 | 1 | 0 | 0 | 0 | 1 | 0 | 0 | 1 | 1 | 1 | 1 | 1 | 1 | 3 | 0 | 0 | 0 | 0 | 1 | 0.8 | 0.6 | 0.8 | 0 | 0 | 0
| CMF350P |  | coriolis | coriolis | null | null | null | 0.5 | 0.2 | 0.2 | 0.1 | Coriolis | Coriolis | Coriolis | Coriolis | Coriolis | Coriolis | Coriolis | Coriolis | 0 | Coriolis | Coriolis | null | null | null | null | null | null | 1.2 | 998 | coriolis | coriolis | coriolis | NULL | NULL | NULL | NULL | NULL | NULL | NULL | NULL | NULL | coriolis | 0 | 1 | 0 | 0 | 0 | 1 | 0 | 0 | 1 | 1 | 1 | 1 | 1 | 1 | 3 | 0 | 0 | 0 | 0 | 1 | 0.8 | 0.6 | 0.8 | 0 | 0 | 0
| CMF400G |  | coriolis | coriolis | null | null | null | 1 | 0.5 | 0.2 | 0.1 | Coriolis | Coriolis | Coriolis | Coriolis | Coriolis | Coriolis | Coriolis | Coriolis | 0 | Coriolis | Coriolis | null | null | null | null | null | null | 1.2 | 998 | coriolis | coriolis | coriolis | NULL | NULL | NULL | NULL | NULL | NULL | NULL | NULL | NULL | coriolis | 0 | 1 | 0 | 0 | 0 | 1 | 0 | 0 | 1 | 1 | 1 | 1 | 1 | 1 | 3 | 0 | 0 | 0 | 0 | 0 | 0.8 | 0.6 | 0.8 | 0 | 0 | 0 | null
| CMF400M |  | coriolis | coriolis | null | null | null | 0.5 | 0.2 | 0.2 | 0.1 | Coriolis | Coriolis | Coriolis | Coriolis | Coriolis | Coriolis | Coriolis | Coriolis | 0 | Coriolis | Coriolis | null | null | null | null | null | null | 1.2 | 998 | coriolis | coriolis | coriolis | NULL | NULL | NULL | NULL | NULL | NULL | NULL | NULL | NULL | coriolis | 0 | 1 | 0 | 0 | 0 | 1 | 0 | 0 | 1 | 1 | 1 | 1 | 1 | 1 | 3 | 0 | 0 | 0 | 0 | 0 | 0.8 | 0.6 | 0.8 | 0 | 0 | 0 | null
| CMF400H |  | coriolis | coriolis | null | null | null | 0.5 | 0.2 | 0.2 | 0.1 | Coriolis | Coriolis | Coriolis | Coriolis | Coriolis | Coriolis | Coriolis | Coriolis | 0 | Coriolis | Coriolis | null | null | null | null | null | null | 1.2 | 998 | coriolis | coriolis | coriolis | NULL | NULL | NULL | NULL | NULL | NULL | NULL | NULL | NULL | coriolis | 0 | 1 | 0 | 0 | 0 | 1 | 0 | 0 | 1 | 1 | 1 | 1 | 1 | 1 | 3 | 0 | 0 | 0 | 0 | 0 | 0.8 | 0.6 | 0.8 | 0 | 0 | 0 | null
| CMF400A |  | coriolis | coriolis | null | null | null | 0.5 | 0.2 | 0.2 | 0.1 | Coriolis | Coriolis | Coriolis | Coriolis | Coriolis | Coriolis | Coriolis | Coriolis | 0 | Coriolis | Coriolis | null | null | null | null | null | null | 1.2 | 998 | coriolis | coriolis | coriolis | NULL | NULL | NULL | NULL | NULL | NULL | NULL | NULL | NULL | coriolis | 0 | 1 | 0 | 0 | 0 | 1 | 0 | 0 | 1 | 1 | 1 | 1 | 1 | 1 | 3 | 0 | 0 | 0 | 0 | 0 | 0.8 | 0.6 | 0.8 | 0 | 0 | 0 | null
| CMF400P |  | coriolis | coriolis | null | null | null | 0.5 | 0.2 | 0.2 | 0.1 | Coriolis | Coriolis | Coriolis | Coriolis | Coriolis | Coriolis | Coriolis | Coriolis | 0 | Coriolis | Coriolis | null | null | null | null | null | null | 1.2 | 998 | coriolis | coriolis | coriolis | NULL | NULL | NULL | NULL | NULL | NULL | NULL | NULL | NULL | coriolis | 0 | 1 | 0 | 0 | 0 | 1 | 0 | 0 | 1 | 1 | 1 | 1 | 1 | 1 | 3 | 0 | 0 | 0 | 0 | 0 | 0.8 | 0.6 | 0.8 | 0 | 0 | 0 | null
F Series | F025A |  | coriolis | coriolis | null | null | null | 2 | 1 | 1 | 0.5 | Coriolis | Coriolis | Coriolis | Coriolis | Coriolis | Coriolis | Coriolis | Coriolis | 0 | Coriolis | Coriolis | null | null | null | null | null | null | 1.2 | 998 | coriolis | coriolis | coriolis | NULL | NULL | NULL | NULL | NULL | NULL | NULL | NULL | NULL | coriolis | 0 | 1 | 0 | 0 | 0 | 1 | 0 | 0 | 1 | 1 | 1 | 1 | 1 | 1 | 4 | 0 | 0.8 | 0 | 0 | 0 | 0 | 0 | 0 | 0 | 0 | 0 | null
| F025B |  | coriolis | coriolis | null | null | null | 2 | 1 | 1 | 0.5 | Coriolis | Coriolis | Coriolis | Coriolis | Coriolis | Coriolis | Coriolis | Coriolis | 0 | Coriolis | Coriolis | null | null | null | null | null | null | 1.2 | 998 | coriolis | coriolis | coriolis | NULL | NULL | NULL | NULL | NULL | NULL | NULL | NULL | NULL | coriolis | 0 | 1 | 0 | 0 | 0 | 1 | 0 | 0 | 1 | 1 | 1 | 1 | 1 | 1 | 4 | 0 | 0.8 | 0 | 0 | 0 | 0 | 0 | 0 | 0 | 0 | 0 | null
| F025H |  | coriolis | coriolis | null | null | null | 2 | 1 | 1 | 0.5 | Coriolis | Coriolis | Coriolis | Coriolis | Coriolis | Coriolis | Coriolis | Coriolis | 0 | Coriolis | Coriolis | null | null | null | null | null | null | 1.2 | 998 | coriolis | coriolis | coriolis | NULL | NULL | NULL | NULL | NULL | NULL | NULL | NULL | NULL | coriolis | 0 | 1 | 0 | 0 | 0 | 1 | 0 | 0 | 1 | 1 | 1 | 1 | 1 | 1 | 4 | 0 | 0.8 | 0 | 0 | 0 | 0 | 0 | 0 | 0 | 0 | 0 | null
| F025P |  | coriolis | coriolis | null | null | null | 2 | 1 | 1 | 0.5 | Coriolis | Coriolis | Coriolis | Coriolis | Coriolis | Coriolis | Coriolis | Coriolis | 0 | Coriolis | Coriolis | null | null | null | null | null | null | 1.2 | 998 | coriolis | coriolis | coriolis | NULL | NULL | NULL | NULL | NULL | NULL | NULL | NULL | NULL | coriolis | 0 | 1 | 0 | 0 | 0 | 1 | 0 | 0 | 1 | 1 | 1 | 1 | 1 | 1 | 4 | 0 | 0.8 | 0 | 0 | 0 | 0 | 0 | 0 | 0 | 0 | 0 | null
| F025S |  | coriolis | coriolis | null | null | null | 2 | 1 | 1 | 0.5 | Coriolis | Coriolis | Coriolis | Coriolis | Coriolis | Coriolis | Coriolis | Coriolis | 0 | Coriolis | Coriolis | null | null | null | null | null | null | 1.2 | 998 | coriolis | coriolis | coriolis | NULL | NULL | NULL | NULL | NULL | NULL | NULL | NULL | NULL | coriolis | 0 | 1 | 0 | 0 | 0 | 1 | 0 | 0 | 1 | 1 | 1 | 1 | 1 | 1 | 4 | 0 | 0.8 | 0 | 0 | 0 | 0 | 0 | 0 | 0 | 0 | 0 | null
| F050A |  | coriolis | coriolis | null | null | null | 2 | 1 | 1 | 0.5 | Coriolis | Coriolis | Coriolis | Coriolis | Coriolis | Coriolis | Coriolis | Coriolis | 0 | Coriolis | Coriolis | null | null | null | null | null | null | 1.2 | 998 | coriolis | coriolis | coriolis | NULL | NULL | NULL | NULL | NULL | NULL | NULL | NULL | NULL | coriolis | 0 | 1 | 0 | 0 | 0 | 1 | 0 | 0 | 1 | 1 | 1 | 1 | 1 | 1 | 4 | 0 | 0.8 | 1 | 0 | 0 | 0 | 0 | 0 | 0 | 0 | 0 | null
| F050B |  | coriolis | coriolis | null | null | null | 2 | 1 | 1 | 0.5 | Coriolis | Coriolis | Coriolis | Coriolis | Coriolis | Coriolis | Coriolis | Coriolis | 0 | Coriolis | Coriolis | null | null | null | null | null | null | 1.2 | 998 | coriolis | coriolis | coriolis | NULL | NULL | NULL | NULL | NULL | NULL | NULL | NULL | NULL | coriolis | 0 | 1 | 0 | 0 | 0 | 1 | 0 | 0 | 1 | 1 | 1 | 1 | 1 | 1 | 4 | 0 | 0.8 | 1 | 0 | 0 | 0 | 0 | 0 | 0 | 0 | 0 | null
| F050H |  | coriolis | coriolis | null | null | null | 2 | 1 | 1 | 0.5 | Coriolis | Coriolis | Coriolis | Coriolis | Coriolis | Coriolis | Coriolis | Coriolis | 0 | Coriolis | Coriolis | null | null | null | null | null | null | 1.2 | 998 | coriolis | coriolis | coriolis | NULL | NULL | NULL | NULL | NULL | NULL | NULL | NULL | NULL | coriolis | 0 | 1 | 0 | 0 | 0 | 1 | 0 | 0 | 1 | 1 | 1 | 1 | 1 | 1 | 4 | 0 | 0.8 | 1 | 0 | 0 | 0 | 0 | 0 | 0 | 0 | 0 | null
| F050P |  | coriolis | coriolis | null | null | null | 2 | 1 | 1 | 0.5 | Coriolis | Coriolis | Coriolis | Coriolis | Coriolis | Coriolis | Coriolis | Coriolis | 0 | Coriolis | Coriolis | null | null | null | null | null | null | 1.2 | 998 | coriolis | coriolis | coriolis | NULL | NULL | NULL | NULL | NULL | NULL | NULL | NULL | NULL | coriolis | 0 | 1 | 0 | 0 | 0 | 1 | 0 | 0 | 1 | 1 | 1 | 1 | 1 | 1 | 4 | 0 | 0.8 | 1 | 0 | 0 | 0 | 0 | 0 | 0 | 0 | 0 | null
| F050S |  | coriolis | coriolis | null | null | null | 2 | 1 | 1 | 0.5 | Coriolis | Coriolis | Coriolis | Coriolis | Coriolis | Coriolis | Coriolis | Coriolis | 0 | Coriolis | Coriolis | null | null | null | null | null | null | 1.2 | 998 | coriolis | coriolis | coriolis | NULL | NULL | NULL | NULL | NULL | NULL | NULL | NULL | NULL | coriolis | 0 | 1 | 0 | 0 | 0 | 1 | 0 | 0 | 1 | 1 | 1 | 1 | 1 | 1 | 4 | 0 | 0.8 | 1 | 0 | 0 | 0 | 0 | 0 | 0 | 0 | 0 | null
| F100A |  | coriolis | coriolis | null | null | null | 2 | 1 | 1 | 0.5 | Coriolis | Coriolis | Coriolis | Coriolis | Coriolis | Coriolis | Coriolis | Coriolis | 0 | Coriolis | Coriolis | null | null | null | null | null | null | 1.2 | 998 | coriolis | coriolis | coriolis | NULL | NULL | NULL | NULL | NULL | NULL | NULL | NULL | NULL | coriolis | 0 | 1 | 0 | 0 | 0 | 1 | 0 | 0 | 1 | 1 | 1 | 1 | 1 | 1 | 4 | 0 | 1 | 0.6 | 0.8 | 0 | 0 | 0 | 0 | 0 | 0 | 0 | null
| F100B |  | coriolis | coriolis | null | null | null | 2 | 1 | 1 | 0.5 | Coriolis | Coriolis | Coriolis | Coriolis | Coriolis | Coriolis | Coriolis | Coriolis | 0 | Coriolis | Coriolis | null | null | null | null | null | null | 1.2 | 998 | coriolis | coriolis | coriolis | NULL | NULL | NULL | NULL | NULL | NULL | NULL | NULL | NULL | coriolis | 0 | 1 | 0 | 0 | 0 | 1 | 0 | 0 | 1 | 1 | 1 | 1 | 1 | 1 | 4 | 0 | 1 | 0.6 | 0.8 | 0 | 0 | 0 | 0 | 0 | 0 | 0 | null
| F100H |  | coriolis | coriolis | null | null | null | 2 | 1 | 1 | 0.5 | Coriolis | Coriolis | Coriolis | Coriolis | Coriolis | Coriolis | Coriolis | Coriolis | 0 | Coriolis | Coriolis | null | null | null | null | null | null | 1.2 | 998 | coriolis | coriolis | coriolis | NULL | NULL | NULL | NULL | NULL | NULL | NULL | NULL | NULL | coriolis | 0 | 1 | 0 | 0 | 0 | 1 | 0 | 0 | 1 | 1 | 1 | 1 | 1 | 1 | 4 | 0 | 1 | 0.6 | 0.8 | 0 | 0 | 0 | 0 | 0 | 0 | 0 | null
| F100P |  | coriolis | coriolis | null | null | null | 10 | 5 | 5 | 2.5 | Coriolis | Coriolis | Coriolis | Coriolis | Coriolis | Coriolis | 6250 | Coriolis | 0 | Coriolis | Coriolis | null | null | null | null | null | null | 1.2 | 998 | coriolis | coriolis | coriolis | NULL | NULL | NULL | NULL | NULL | NULL | NULL | NULL | NULL | coriolis | 0 | 1 | 0 | 0 | 0 | 0 | 0 | 0 | 1 | 1 | 1 | 1 | 1 | 1 | 4 | 0 | 1 | 1 | 0.6 | 0.6 | 0 | 0 | 0 | 0 | 0 | 0
| F100S |  | coriolis | coriolis | null | null | null | 2 | 1 | 1 | 0.5 | Coriolis | Coriolis | Coriolis | Coriolis | Coriolis | Coriolis | Coriolis | Coriolis | 0 | Coriolis | Coriolis | null | null | null | null | null | null | 1.2 | 998 | coriolis | coriolis | coriolis | NULL | NULL | NULL | NULL | NULL | NULL | NULL | NULL | NULL | coriolis | 0 | 1 | 0 | 0 | 0 | 1 | 0 | 0 | 1 | 1 | 1 | 1 | 1 | 1 | 4 | 0 | 1 | 0.6 | 0.8 | 0 | 0 | 0 | 0 | 0 | 0 | 0 | null
| F200S |  | coriolis | coriolis | null | null | null | 2 | 1 | 1 | 0.5 | Coriolis | Coriolis | Coriolis | Coriolis | Coriolis | Coriolis | Coriolis | Coriolis | 0 | Coriolis | Coriolis | null | null | null | null | null | null | 1.2 | 998 | coriolis | coriolis | coriolis | NULL | NULL | NULL | NULL | NULL | NULL | NULL | NULL | NULL | coriolis | 0 | 1 | 0 | 0 | 0 | 1 | 0 | 0 | 1 | 1 | 1 | 1 | 1 | 1 | 4 | 0 | 0 | 1 | 0.6 | 0.6 | 0.8 | 0 | 0 | 0 | 0 | 0 | null
| F200H |  | coriolis | coriolis | null | null | null | 2 | 1 | 1 | 0.5 | Coriolis | Coriolis | Coriolis | Coriolis | Coriolis | Coriolis | Coriolis | Coriolis | 0 | Coriolis | Coriolis | null | null | null | null | null | null | 1.2 | 998 | coriolis | coriolis | coriolis | NULL | NULL | NULL | NULL | NULL | NULL | NULL | NULL | NULL | coriolis | 0 | 1 | 0 | 0 | 0 | 1 | 0 | 0 | 1 | 1 | 1 | 1 | 1 | 1 | 4 | 0 | 0 | 1 | 0.6 | 0.6 | 0.8 | 0 | 0 | 0 | 0 | 0 | null
| F300S |  | coriolis | coriolis | null | null | null | 2 | 1 | 1 | 0.5 | Coriolis | Coriolis | Coriolis | Coriolis | Coriolis | Coriolis | Coriolis | Coriolis | 0 | Coriolis | Coriolis | null | null | null | null | null | null | 1.2 | 998 | coriolis | coriolis | coriolis | NULL | NULL | NULL | NULL | NULL | NULL | NULL | NULL | NULL | coriolis | 0 | 1 | 0 | 0 | 0 | 1 | 0 | 0 | 1 | 1 | 1 | 1 | 1 | 1 | 4 | 0 | 0 | 0 | 0 | 1 | 0.6 | 0.8 | 0 | 0 | 0 | 0 | null
| F300H |  | coriolis | coriolis | null | null | null | 2 | 1 | 1 | 0.5 | Coriolis | Coriolis | Coriolis | Coriolis | Coriolis | Coriolis | Coriolis | Coriolis | 0 | Coriolis | Coriolis | null | null | null | null | null | null | 1.2 | 998 | coriolis | coriolis | coriolis | NULL | NULL | NULL | NULL | NULL | NULL | NULL | NULL | NULL | coriolis | 0 | 1 | 0 | 0 | 0 | 1 | 0 | 0 | 1 | 1 | 1 | 1 | 1 | 1 | 4 | 0 | 0 | 0 | 0 | 1 | 0.6 | 0.8 | 0 | 0 | 0 | 0 | null
H Series | H025F |  | coriolis | coriolis | null | null | null | 2 | 1 | 1 | 0.5 | Coriolis | Coriolis | Coriolis | Coriolis | Coriolis | Coriolis | Coriolis | Coriolis | 0 | Coriolis | Coriolis | null | null | null | null | null | null | 1.2 | 998 | coriolis | coriolis | coriolis | NULL | NULL | NULL | NULL | NULL | NULL | NULL | NULL | NULL | coriolis | 0 | 1 | 0 | 0 | 0 | 1 | 1 | 0 | 1 | 1 | 1 | 1 | 1 | 1 | 4 | 0 | 0.8 | 0 | 0 | 0 | 0 | 0 | 0 | 0 | 0 | 0 | null
| H025S |  | coriolis | coriolis | null | null | null | 2 | 1 | 1 | 0.5 | Coriolis | Coriolis | Coriolis | Coriolis | Coriolis | Coriolis | Coriolis | Coriolis | 0 | Coriolis | Coriolis | null | null | null | null | null | null | 1.2 | 998 | coriolis | coriolis | coriolis | NULL | NULL | NULL | NULL | NULL | NULL | NULL | NULL | NULL | coriolis | 0 | 1 | 0 | 0 | 0 | 1 | 1 | 0 | 1 | 1 | 1 | 1 | 1 | 1 | 4 | 0 | 0.8 | 0 | 0 | 0 | 0 | 0 | 0 | 0 | 0 | 0 | null
| H050F |  | coriolis | coriolis | null | null | null | 2 | 1 | 1 | 0.5 | Coriolis | Coriolis | Coriolis | Coriolis | Coriolis | Coriolis | Coriolis | Coriolis | 0 | Coriolis | Coriolis | null | null | null | null | null | null | 1.2 | 998 | coriolis | coriolis | coriolis | NULL | NULL | NULL | NULL | NULL | NULL | NULL | NULL | NULL | coriolis | 0 | 1 | 0 | 0 | 0 | 1 | 1 | 0 | 1 | 1 | 1 | 1 | 1 | 1 | 4 | 0 | 0.8 | 1 | 0 | 0 | 0 | 0 | 0 | 0 | 0 | 0 | null
| H050S |  | coriolis | coriolis | null | null | null | 2 | 1 | 1 | 0.5 | Coriolis | Coriolis | Coriolis | Coriolis | Coriolis | Coriolis | Coriolis | Coriolis | 0 | Coriolis | Coriolis | null | null | null | null | null | null | 1.2 | 998 | coriolis | coriolis | coriolis | NULL | NULL | NULL | NULL | NULL | NULL | NULL | NULL | NULL | coriolis | 0 | 1 | 0 | 0 | 0 | 1 | 1 | 0 | 1 | 1 | 1 | 1 | 1 | 1 | 4 | 0 | 0.8 | 1 | 0 | 0 | 0 | 0 | 0 | 0 | 0 | 0 | null
| H100F |  | coriolis | coriolis | null | null | null | 2 | 1 | 1 | 0.5 | Coriolis | Coriolis | Coriolis | Coriolis | Coriolis | Coriolis | Coriolis | Coriolis | 0 | Coriolis | Coriolis | null | null | null | null | null | null | 1.2 | 998 | coriolis | coriolis | coriolis | NULL | NULL | NULL | NULL | NULL | NULL | NULL | NULL | NULL | coriolis | 0 | 1 | 0 | 0 | 0 | 1 | 1 | 0 | 1 | 1 | 1 | 1 | 1 | 1 | 4 | 0 | 1 | 0.6 | 0.8 | 0 | 0 | 0 | 0 | 0 | 0 | 0 | null
| H100S |  | coriolis | coriolis | null | null | null | 2 | 1 | 1 | 0.5 | Coriolis | Coriolis | Coriolis | Coriolis | Coriolis | Coriolis | Coriolis | Coriolis | 0 | Coriolis | Coriolis | null | null | null | null | null | null | 1.2 | 998 | coriolis | coriolis | coriolis | NULL | NULL | NULL | NULL | NULL | NULL | NULL | NULL | NULL | coriolis | 0 | 1 | 0 | 0 | 0 | 1 | 1 | 0 | 1 | 1 | 1 | 1 | 1 | 1 | 4 | 0 | 1 | 0.6 | 0.8 | 0 | 0 | 0 | 0 | 0 | 0 | 0 | null
| H200F |  | coriolis | coriolis | null | null | null | 2 | 1 | 1 | 0.5 | Coriolis | Coriolis | Coriolis | Coriolis | Coriolis | Coriolis | Coriolis | Coriolis | 0 | Coriolis | Coriolis | null | null | null | null | null | null | 1.2 | 998 | coriolis | coriolis | coriolis | NULL | NULL | NULL | NULL | NULL | NULL | NULL | NULL | NULL | coriolis | 0 | 1 | 0 | 0 | 0 | 1 | 1 | 0 | 1 | 1 | 1 | 1 | 1 | 1 | 4 | 0 | 0 | 1 | 0.6 | 0.6 | 0.8 | 0 | 0 | 0 | 0 | 0 | null
| H200S |  | coriolis | coriolis | null | null | null | 2 | 1 | 1 | 0.5 | Coriolis | Coriolis | Coriolis | Coriolis | Coriolis | Coriolis | Coriolis | Coriolis | 0 | Coriolis | Coriolis | null | null | null | null | null | null | 1.2 | 998 | coriolis | coriolis | coriolis | NULL | NULL | NULL | NULL | NULL | NULL | NULL | NULL | NULL | coriolis | 0 | 1 | 0 | 0 | 0 | 1 | 1 | 0 | 1 | 1 | 1 | 1 | 1 | 1 | 4 | 0 | 0 | 1 | 0.6 | 0.6 | 0.8 | 0 | 0 | 0 | 0 | 0 | null
| H300F |  | coriolis | coriolis | null | null | null | 2 | 1 | 1 | 0.5 | Coriolis | Coriolis | Coriolis | Coriolis | Coriolis | Coriolis | Coriolis | Coriolis | 0 | Coriolis | Coriolis | null | null | null | null | null | null | 1.2 | 998 | coriolis | coriolis | coriolis | NULL | NULL | NULL | NULL | NULL | NULL | NULL | NULL | NULL | coriolis | 0 | 1 | 0 | 0 | 0 | 1 | 1 | 0 | 1 | 1 | 1 | 1 | 1 | 1 | 4 | 0 | 0 | 0 | 0 | 1 | 0.6 | 0.8 | 0 | 0 | 0 | 0 | null
| H300S |  | coriolis | coriolis | null | null | null | 2 | 1 | 1 | 0.5 | Coriolis | Coriolis | Coriolis | Coriolis | Coriolis | Coriolis | Coriolis | Coriolis | 0 | Coriolis | Coriolis | null | null | null | null | null | null | 1.2 | 998 | coriolis | coriolis | coriolis | NULL | NULL | NULL | NULL | NULL | NULL | NULL | NULL | NULL | coriolis | 0 | 1 | 0 | 0 | 0 | 1 | 1 | 0 | 1 | 1 | 1 | 1 | 1 | 1 | 4 | 0 | 0 | 0 | 0 | 1 | 0.6 | 0.8 | 0 | 0 | 0 | 0 | null
T Series | T025T |  | coriolis | coriolis | null | null | null | 2 | 0.5 | null | null | Coriolis | Coriolis | Coriolis | Coriolis | Coriolis | Coriolis | Coriolis | Coriolis | 0 | Coriolis | Coriolis | null | null | null | null | null | null | 1.2 | 998 | coriolis | coriolis | coriolis | NULL | NULL | NULL | NULL | NULL | NULL | NULL | NULL | NULL | coriolis | 0 | 1 | 0 | 0 | 1 | 1 | 1 | 0 | 1 | 1 | 1 | 1 | 1 | 1 | 6 | 0 | 0.8 | 0 | 0 | 0 | 0 | 0 | 0 | 0 | 0 | 0 | null
| T025F |  | coriolis | coriolis | null | null | null | 2 | 0.5 | null | null | Coriolis | Coriolis | Coriolis | Coriolis | Coriolis | Coriolis | Coriolis | Coriolis | 0 | Coriolis | Coriolis | null | null | null | null | null | null | 1.2 | 998 | coriolis | coriolis | coriolis | NULL | NULL | NULL | NULL | NULL | NULL | NULL | NULL | NULL | coriolis | 0 | 1 | 0 | 0 | 1 | 1 | 1 | 0 | 1 | 1 | 1 | 1 | 1 | 1 | 6 | 0 | 0.8 | 0 | 0 | 0 | 0 | 0 | 0 | 0 | 0 | 0 | null
| T050T |  | coriolis | coriolis | null | null | null | 2 | 0.5 | null | null | Coriolis | Coriolis | Coriolis | Coriolis | Coriolis | Coriolis | Coriolis | Coriolis | 0 | Coriolis | Coriolis | null | null | null | null | null | null | 1.2 | 998 | coriolis | coriolis | coriolis | NULL | NULL | NULL | NULL | NULL | NULL | NULL | NULL | NULL | coriolis | 0 | 1 | 0 | 0 | 1 | 1 | 1 | 0 | 1 | 1 | 1 | 1 | 1 | 1 | 6 | 0 | 0.8 | 0 | 0 | 0 | 0 | 0 | 0 | 0 | 0 | 0 | null
| T050F |  | coriolis | coriolis | null | null | null | 2 | 0.5 | null | null | Coriolis | Coriolis | Coriolis | Coriolis | Coriolis | Coriolis | Coriolis | Coriolis | 0 | Coriolis | Coriolis | null | null | null | null | null | null | 1.2 | 998 | coriolis | coriolis | coriolis | NULL | NULL | NULL | NULL | NULL | NULL | NULL | NULL | NULL | coriolis | 0 | 1 | 0 | 0 | 1 | 1 | 1 | 0 | 1 | 1 | 1 | 1 | 1 | 1 | 6 | 0 | 0.8 | 0 | 0 | 0 | 0 | 0 | 0 | 0 | 0 | 0 | null
| T075T |  | coriolis | coriolis | null | null | null | 2 | 0.5 | null | null | Coriolis | Coriolis | Coriolis | Coriolis | Coriolis | Coriolis | Coriolis | Coriolis | 0 | Coriolis | Coriolis | null | null | null | null | null | null | 1.2 | 998 | coriolis | coriolis | coriolis | NULL | NULL | NULL | NULL | NULL | NULL | NULL | NULL | NULL | coriolis | 0 | 1 | 0 | 0 | 1 | 1 | 1 | 0 | 1 | 1 | 1 | 1 | 1 | 1 | 6 | 0 | 0.8 | 1 | 0 | 0 | 0 | 0 | 0 | 0 | 0 | 0 | null
| T075F |  | coriolis | coriolis | null | null | null | 2 | 0.5 | null | null | Coriolis | Coriolis | Coriolis | Coriolis | Coriolis | Coriolis | Coriolis | Coriolis | 0 | Coriolis | Coriolis | null | null | null | null | null | null | 1.2 | 998 | coriolis | coriolis | coriolis | NULL | NULL | NULL | NULL | NULL | NULL | NULL | NULL | NULL | coriolis | 0 | 1 | 0 | 0 | 1 | 1 | 1 | 0 | 1 | 1 | 1 | 1 | 1 | 1 | 6 | 0 | 0.8 | 1 | 0 | 0 | 0 | 0 | 0 | 0 | 0 | 0 | null
| T100T |  | coriolis | coriolis | null | null | null | 2 | 0.5 | null | null | Coriolis | Coriolis | Coriolis | Coriolis | Coriolis | Coriolis | Coriolis | Coriolis | 0 | Coriolis | Coriolis | null | null | null | null | null | null | 1.2 | 998 | coriolis | coriolis | coriolis | NULL | NULL | NULL | NULL | NULL | NULL | NULL | NULL | NULL | coriolis | 0 | 1 | 0 | 0 | 1 | 1 | 1 | 0 | 1 | 1 | 1 | 1 | 1 | 1 | 6 | 0 | 1 | 0.6 | 0.8 | 0 | 0 | 0 | 0 | 0 | 0 | 0 | null
| T100F |  | coriolis | coriolis | null | null | null | 2 | 0.5 | null | null | Coriolis | Coriolis | Coriolis | Coriolis | Coriolis | Coriolis | Coriolis | Coriolis | 0 | Coriolis | Coriolis | null | null | null | null | null | null | 1.2 | 998 | coriolis | coriolis | coriolis | NULL | NULL | NULL | NULL | NULL | NULL | NULL | NULL | NULL | coriolis | 0 | 1 | 0 | 0 | 1 | 1 | 1 | 0 | 1 | 1 | 1 | 1 | 1 | 1 | 6 | 0 | 1 | 0.6 | 0.8 | 0 | 0 | 0 | 0 | 0 | 0 | 0 | null
| T150T |  | coriolis | coriolis | null | null | null | 2 | 0.5 | null | null | Coriolis | Coriolis | Coriolis | Coriolis | Coriolis | Coriolis | Coriolis | Coriolis | 0 | Coriolis | Coriolis | null | null | null | null | null | null | 1.2 | 998 | coriolis | coriolis | coriolis | NULL | NULL | NULL | NULL | NULL | NULL | NULL | NULL | NULL | coriolis | 0 | 1 | 0 | 0 | 1 | 1 | 1 | 0 | 1 | 1 | 1 | 1 | 1 | 1 | 6 | 0 | 0 | 1 | 0.6 | 0.8 | 0.8 | 0 | 0 | 0 | 0 | 0 | null
| T150F |  | coriolis | coriolis | null | null | null | 2 | 0.5 | null | null | Coriolis | Coriolis | Coriolis | Coriolis | Coriolis | Coriolis | Coriolis | Coriolis | 0 | Coriolis | Coriolis | null | null | null | null | null | null | 1.2 | 998 | coriolis | coriolis | coriolis | NULL | NULL | NULL | NULL | NULL | NULL | NULL | NULL | NULL | coriolis | 0 | 1 | 0 | 0 | 1 | 1 | 1 | 0 | 1 | 1 | 1 | 1 | 1 | 1 | 6 | 0 | 0 | 1 | 0.6 | 0.8 | 0.8 | 0 | 0 | 0 | 0 | 0 | null
K- Series | K025S |  | coriolis | coriolis | null | null | null | 10 | 5 | null | null | Coriolis | Coriolis | Coriolis | Coriolis | Coriolis | Coriolis | Coriolis | Coriolis | 0 | Coriolis | Coriolis | null | null | null | null | null | null | 1.2 | 998 | coriolis | coriolis | coriolis | NULL | NULL | NULL | NULL | NULL | NULL | NULL | NULL | NULL | coriolis | 0 | 1 | 0 | 0 | 0 | 1 | 0 | 0 | 1 | 1 | 1 | 1 | 1 | 1 | 6 | 0 | 0.8 | 0 | 0 | 0 | 0 | 0 | 0 | 0 | 0 | 0
| K050S |  | coriolis | coriolis | null | null | null | 10 | 5 | null | null | Coriolis | Coriolis | Coriolis | Coriolis | Coriolis | Coriolis | Coriolis | Coriolis | 0 | Coriolis | Coriolis | null | null | null | null | null | null | 1.2 | 998 | coriolis | coriolis | coriolis | NULL | NULL | NULL | NULL | NULL | NULL | NULL | NULL | NULL | coriolis | 0 | 1 | 0 | 0 | 0 | 1 | 0 | 0 | 1 | 1 | 1 | 1 | 1 | 1 | 6 | 0 | 0.8 | 1 | 0 | 0 | 0 | 0 | 0 | 0 | 0 | 0
| K100S |  | coriolis | coriolis | null | null | null | 10 | 5 | null | null | Coriolis | Coriolis | Coriolis | Coriolis | Coriolis | Coriolis | Coriolis | Coriolis | 0 | Coriolis | Coriolis | null | null | null | null | null | null | 1.2 | 998 | coriolis | coriolis | coriolis | NULL | NULL | NULL | NULL | NULL | NULL | NULL | NULL | NULL | coriolis | 0 | 1 | 0 | 0 | 0 | 1 | 0 | 0 | 1 | 1 | 1 | 1 | 1 | 1 | 6 | 0 | 0 | 1 | 0 | 0 | 0 | 0 | 0 | 0 | 0 | 0
| K200S |  | coriolis | coriolis | null | null | null | 10 | 5 | null | null | Coriolis | Coriolis | Coriolis | Coriolis | Coriolis | Coriolis | Coriolis | Coriolis | 0 | Coriolis | Coriolis | null | null | null | null | null | null | 1.2 | 998 | coriolis | coriolis | coriolis | NULL | NULL | NULL | NULL | NULL | NULL | NULL | NULL | NULL | coriolis | 0 | 1 | 0 | 0 | 0 | 1 | 0 | 0 | 1 | 1 | 1 | 1 | 1 | 1 | 6 | 0 | 0 | 0 | 0 | 1 | 0 | 0 | 0 | 0 | 0 | 0
| K300S |  | coriolis | coriolis | null | null | null | 10 | 5 | null | null | Coriolis | Coriolis | Coriolis | Coriolis | Coriolis | Coriolis | Coriolis | Coriolis | 0 | Coriolis | Coriolis | null | null | null | null | null | null | 1.2 | 998 | coriolis | coriolis | coriolis | NULL | NULL | NULL | NULL | NULL | NULL | NULL | NULL | NULL | coriolis | 0 | 1 | 0 | 0 | 0 | 1 | 0 | 0 | 1 | 1 | 1 | 1 | 1 | 1 | 6 | 0 | 0 | 0 | 0 | 0 | 1 | 0 | 0 | 0 | 0 | 0
R-Series | R025S |  | coriolis | coriolis | null | null | null | 10 | 1 | 3 | 1 | Coriolis | Coriolis | Coriolis | Coriolis | Coriolis | Coriolis | Coriolis | Coriolis | 0 | Coriolis | Coriolis | null | null | null | null | null | null | 1.2 | 998 | coriolis | coriolis | coriolis | NULL | NULL | NULL | NULL | NULL | NULL | NULL | NULL | NULL | coriolis | 0 | 1 | 0 | 0 | 0 | 1 | 0 | 0 | 1 | 1 | 1 | 1 | 1 | 1 | 6 | 0 | 0.8 | 0 | 0 | 0 | 0 | 0 | 0 | 0 | 0 | 0 | 6498.536
| R050S |  | coriolis | coriolis | null | null | null | 10 | 1 | 3 | 1 | Coriolis | Coriolis | Coriolis | Coriolis | Coriolis | Coriolis | Coriolis | Coriolis | 0 | Coriolis | Coriolis | null | null | null | null | null | null | 1.2 | 998 | coriolis | coriolis | coriolis | NULL | NULL | NULL | NULL | NULL | NULL | NULL | NULL | NULL | coriolis | 0 | 1 | 0 | 0 | 0 | 1 | 0 | 0 | 1 | 1 | 1 | 1 | 1 | 1 | 6 | 0 | 0.8 | 1 | 0 | 0 | 0 | 0 | 0 | 0 | 0 | 0 | 6518.272
| R100S |  | coriolis | coriolis | null | null | null | 10 | 1 | 3 | 1 | Coriolis | Coriolis | Coriolis | Coriolis | Coriolis | Coriolis | Coriolis | Coriolis | 0 | Coriolis | Coriolis | null | null | null | null | null | null | 1.2 | 998 | coriolis | coriolis | coriolis | NULL | NULL | NULL | NULL | NULL | NULL | NULL | NULL | NULL | coriolis | 0 | 1 | 0 | 0 | 0 | 1 | 0 | 0 | 1 | 1 | 1 | 1 | 1 | 1 | 6 | 0 | 1 | 0.6 | 0.8 | 0 | 0 | 0 | 0 | 0 | 0 | 0 | 6526.053
| R200S |  | coriolis | coriolis | null | null | null | 10 | 1 | 3 | 1 | Coriolis | Coriolis | Coriolis | Coriolis | Coriolis | Coriolis | Coriolis | Coriolis | 0 | Coriolis | Coriolis | null | null | null | null | null | null | 1.2 | 998 | coriolis | coriolis | coriolis | NULL | NULL | NULL | NULL | NULL | NULL | NULL | NULL | NULL | coriolis | 0 | 1 | 0 | 0 | 0 | 1 | 0 | 0 | 1 | 1 | 1 | 1 | 1 | 1 | 6 | 0 | 0 | 1 | 0.6 | 0.6 | 0.8 | 0 | 0 | 0 | 0 | 0 | 3899.648
| R300S |  | coriolis | coriolis | null | null | null | 10 | 1 | 3 | 1 | Coriolis | Coriolis | Coriolis | Coriolis | Coriolis | Coriolis | Coriolis | Coriolis | 0 | Coriolis | Coriolis | null | null | null | null | null | null | 1.2 | 998 | coriolis | coriolis | coriolis | NULL | NULL | NULL | NULL | NULL | NULL | NULL | NULL | NULL | coriolis | 0 | 1 | 0 | 0 | 0 | 1 | 0 | 0 | 1 | 1 | 1 | 1 | 1 | 1 | 6 | 0 | 0 | 0 | 0 | 0 | 1 | 0 | 0 | 0 | 0 | 0
Note on BB6: Greco, Sam : Velocity indication was being considered for the tube densitometers. Column left in for future use.
Note on BS7: : Eliminated Meter Cost because it isn't compatible with the idea of Guided Selling
Note on T26: Author: Not in accordance with ASME B31.3. 5/16/2016
Note on T27: Author: Not in accordance with ASME B31.3. 5/16/2016

## Definitions
Wetted Material | Code
316L or Titanium | 0
316L | 1
Alloy C22 | 2
Titanium | 3
316L (Tefzel-lined) | 4
Tantalum | 5
304L | 6
All Materials | 7
High-pressure Alloy | 8
316L or Ni-Span C | 9
10
11
12
Zirconium | 13
2507 Super Duplex SS | 14
316L or Alloy C22 | 15
Pipeline Size | Code
All | 0
OneEighthInch | 1
OneFourthInch | 2
ThreeEighthsInch | 3
OneHalfInch | 4
ThreeFourthsInch | 5
OneInch | 6
OneAndOneHalfInch | 7
TwoInch | 8
ThreeInch | 9
FourInch | 10
FiveInch | 11
SixInch | 12
EightInch | 13
TenInch | 14
TwelveInch | 15